{"text_format":"1","workbook":"xlsx","n_sheets":10,"sheets":["TrackSense Pro","TrackSense LyoPro","TrackSense Lab","SteriSense","E-Val Pro","ValSuite 6","Val EQ - Rental","Calibration","Service and Documentation","Version Control"],"not_rendered":{"charts":0,"images":1,"macros":1,"external_links":0,"defined_names":28,"comments":0,"pivot_tables":0},"unopened":[],"bounds":{"document_bytes":16777216,"sheet_cells":100000,"rows_first":2000,"rows_last":500,"rows_between":2000,"halvings":0,"cell_chars":16384,"cell_head_chars":4096},"cells_cut":0,"cells_raw":0,"read":"whole","date_system":"1900"}

{"sheet":"TrackSense Pro","index":0,"n_rows":537,"n_cols":10,"rows_kept":537,"cut":false,"hidden":false,"merged":[[0,8,1,9],[536,1,536,9],[537,1,537,9],[272,1,272,6],[285,1,285,9],[287,1,287,9],[305,1,305,9],[307,1,307,9],[309,1,309,9],[317,1,317,9],[319,1,319,9],[324,1,324,9],[349,1,349,2],[403,1,403,3],[426,1,426,4],[9,1,9,9],[16,1,16,9],[22,1,22,9],[27,1,27,9],[34,1,34,9],[48,1,48,9],[36,1,36,4],[39,1,39,4],[42,1,42,4],[45,1,45,4],[263,1,263,5],[60,1,60,9],[64,1,64,9],[67,1,67,9],[56,1,56,9],[196,1,196,2],[75,1,75,9]]}
[null,"Ellab Validation Solutions",null,null,null,null,null,null,{"$error":"#VALUE!"}]
[null,"Parts List: TrackSense Pro"]
[null,"Validation Pricing Ver. 02 - March 2026"]
[null,"1 January 2026 to 31 December 2026"]
[null,null,null,null,null,"DKK/€","DKK/£","DKK/$","DKK/CHF","DKK/Japan US"]
[null,null,null,null,null,7.43,8.6,6,7.7,5.5]
[null,"Description","Ellab Ordering\nCode","RRP DKK","Discount","RRP €","RRP £","RRP US$","RRP CHF","Japan US$"]
[null,"TRACKSENSE PRO 3.1G MULTI READER STATION AND SOFTWARE"]
[null,"VALSUITE PRO"]
[null,"Requires ValSuite 3.1 or later version\nAll systems include: \n- ValSuite Software on USB key, USB Cable, Power Supply, LAN Connection, Sealant, Sensor Removal Tool, Carrying Case and Accessory Box\n- The ValSuite Pro Software include license for 2 Computers. The software is validated, 21 CFR part 11 compliant and developed according to GAMP.\n- The installation USB key includes user's manual on hardware and software. "]
[null,"TrackSense Pro Multi Reader Station for 4 Pro/Basic Loggers and ValSuite Pro Software",31188100,79079,null,10643,9195,13180,10270,14378]
[null,"TrackSense Pro Multi Reader Station for 4 Compact/Frigo Loggers and ValSuite Pro Software",31188113,79079,null,10643,9195,13180,10270,14378]
[null,"TrackSense Pro Multi Reader Station for 4 Mini Loggers and ValSuite Pro Software",31188104,79079,null,10643,9195,13180,10270,14378]
[null,"TrackSense Pro Multi Reader Station for 4 Micro Loggers and ValSuite Pro Software",31188107,79079,null,10643,9195,13180,10270,14378]
[null,"TrackSense Pro Multi Reader Station for 4 Frigo UX Sky Loggers and ValSuite Pro Software",31188114,79079,null,10643,9195,13180,10270,14378]
[null,"VALSUITE PLUS"]
[null,"Requires ValSuite 3.1 or later version\nAll systems include: \n- ValSuite Software on USB key, USB Cable, Power Supply, LAN Connection, Sealant, Sensor Removal Tool, Carrying Case and Accessory Box\n- ValSuite Plus Software including license for 2 Computers.\n- The installation USB key includes user's manual on hardware and software. "]
[null,"TrackSense Pro Multi Reader Station for 4 Pro/Basic Loggers and ValSuite Plus Software",31188201,56877,null,7655,6614,9480,7387,10341]
[null,"TrackSense Pro Multi Reader Station for 4 Compact/Frigo Loggers and ValSuite Plus Software",31188213,56877,null,7655,6614,9480,7387,10341]
[null,"TrackSense Pro Multi Reader Station for 4 Mini Loggers and ValSuite Plus Software",31188202,56877,null,7655,6614,9480,7387,10341]
[null,"TrackSense Pro Multi Reader Station for 4 Micro Loggers and ValSuite Plus Software",31188206,56877,null,7655,6614,9480,7387,10341]
[null,"VALSUITE MEDICAL"]
[null,"Requires ValSuite 3.1 or later version\nAll systems include: \n- ValSuite Software on USB key, USB Cable, Power Supply, LAN Connection, Sealant, Sensor Removal Tool, Carrying Case and Accessory Box\n- ValSuite Medical Software including license for 2 Computers. For hospitals only (documentation required). \n- The installation USB key includes user's manual on hardware and software. "]
[null,"TrackSense Pro Multi Reader Station for 4 Pro/Basic Loggers and ValSuite Medical Software",31188203,37026,null,4983,4305,6171,4809,6732]
[null,"TrackSense Pro Multi Reader Station for 4 Compact/Frigo Loggers and ValSuite Medical Software",31187204,37025.800000000003,null,4983,4305,6171,4809,6732]
[null,"TrackSense Pro Multi Reader Station for 4 Mini Loggers and ValSuite Medical Software",31188205,37026,null,4983,4305,6171,4809,6732]
[null,"VALSUITE BASIC"]
[null,"Requires ValSuite 3.1 or later version\nAll systems include: \n- ValSuite Software on USB key, USB Cable, Power Supply, LAN Connection, Sealant, Sensor Removal Tool, Carrying Case and Accessory Box\n- ValSuite Basic Software including license for 2 Computers.\n- The installation USB key includes user's manual on hardware and software. "]
[null,"TrackSense Pro Multi Reader Station for 4 Pro/Basic Loggers and ValSuite Basic Software",31188300,37026,null,4983,4305,6171,4809,6732]
[null,"TrackSense Pro Multi Reader Station for 4 Compact/Frigo Loggers and ValSuite Basic Software",31188314,37026,null,4983,4305,6171,4809,6732]
[null,"TrackSense Pro Multi Reader Station for 4 Mini Loggers and ValSuite Basic Software",31188303,37026,null,4983,4305,6171,4809,6732]
[null,"TrackSense Pro Multi Reader Station for 4 Micro Loggers and ValSuite Basic Software",31188305,37026,null,4983,4305,6171,4809,6732]
[]
[null,"TRACKSENSE PRO 3.1G COMBO MULTI READER STATION AND SOFTWARE"]
[null,"Requires ValSuite 3.1 or later version\nAll systems include: \n- ValSuite Software on USB key, USB Cable, Power Supply, LAN Connection, Sealant, Sensor Removal Tool, Carrying Case and Accessory Box.\n- The installation USB key includes user's manual on hardware and software. \n- Please define logger slots as per section below."]
[null,"VALSUITE PRO"]
[null,"- The ValSuite Pro Software include license for 2 Computers. The software is validated, 21 CFR part 11 compliant and developed according to GAMP."]
[null,"TrackSense Pro COMBO Multi Reader Station for 4 loggers and ValSuite Pro Software",31188106,79079,null,10643,9195,13180,10270,14378]
[null,"VALSUITE PLUS"]
[null,"- ValSuite Plus Software including license for 2 Computers."]
[null,"TrackSense Pro COMBO Multi Reader Station for 4 loggers and ValSuite Plus Software",31188207,56877,null,7655,6614,9480,7387,10341]
[null,"VALSUITE MEDICAL"]
[null,"- ValSuite Medical Software including license for 2 Computers. For hospitals only (documentation required). "]
[null,"TrackSense Pro COMBO Multi Reader Station for 4 loggers and ValSuite Medical Software",31188209,37026,null,4983,4305,6171,4809,6732]
[null,"VALSUITE BASIC"]
[null,"- ValSuite Basic Software including license for 2 Computers. "]
[null,"TrackSense Pro COMBO Multi Reader Station for 4 loggers and ValSuite Basic Software",31188304,37026,null,4983,4305,6171,4809,6732]
[null,"MULTI READER STATION LOGGER SLOTS"]
[null,"Logger Slots for Combo Multi Reader Station"]
[null,"Pro/Basic logger slot for TS Pro Multi Combo Reader station",31188401,173,null,23,20,29,22,31]
[null,"Compact/Frigo logger slot for TS Pro Multi Combo Reader station",31188402,173,null,23,20,29,22,31]
[null,"Mini logger slot for TS Pro Multi Combo Reader station",31188403,173,null,23,20,29,22,31]
[null,"Micro logger slot for TS Pro Multi Combo Reader station",31188404,173,null,23,20,29,22,31]
[]
[null,"TRACKSENSE PRO SINGLE READER STATION AND SOFTWARE"]
[null,"VALSUITE PRO"]
[null,"All systems include: \n- ValSuite Software on USB key, USB Cable, Power Supply, LAN Connection, Sealant, Sensor Removal Tool, Carrying Case and Accessory Box\n- The ValSuite Pro Software include license for 2 Computers. The software is validated, 21 CFR part 11 compliant and developed according to GAMP.\n- The installation USB key includes user's manual on hardware and software. "]
[null,"TrackSense Pro Single Reader Station for 1 Pro/Basic Logger and ValSuite Pro Software",32183200,72152,null,9711,8390,12025,9370,13119]
[null,"TrackSense Pro Single Reader Station for 1 Compact/Frigo Logger and ValSuite Pro Software",32183203,72152,null,9711,8390,12025,9370,13119]
[null,"VALSUITE PLUS"]
[null,"All systems include: \n- ValSuite Software on USB key, USB Cable, Power Supply, LAN Connection, Sealant, Sensor Removal Tool, Carrying Case and Accessory Box\n- The ValSuite Plus Software include license for 2 Computers.\n- The installation USB key includes user's manual on hardware and software. "]
[null,"TrackSense Pro Single Reader Station for 1 Pro/Basic Logger and ValSuite Plus Software",32183110,49949,null,6723,5808,8325,6487,9082]
[null,"TrackSense Pro Single Reader Station for 1 Compact/Frigo Logger and ValSuite Plus Software",32183113,49949,null,6723,5808,8325,6487,9082]
[null,"VALSUITE MEDICAL"]
[null,"All systems include: \n- ValSuite Software on USB key, USB Cable, Power Supply, LAN Connection, Sealant, Sensor Removal Tool, Carrying Case and Accessory Box\n- The ValSuite Medical Software include license for 2 Computers. For hospitals only (documentation required).\n- The installation USB key includes user's manual on hardware and software. "]
[null,"TrackSense Pro Single Reader Station for 1 Pro/Basic Logger and ValSuite Medical Software",32183114,29894,null,4023,3476,4982,3882,5435]
[null,"VALSUITE BASIC"]
[null,"All systems include: \n- ValSuite Software on USB key, USB Cable, Power Supply, LAN Connection, Sealant, Sensor Removal Tool, Carrying Case and Accessory Box\n- The ValSuite Basic Software include license for 2 Computers.\n- The installation USB key includes user's manual on hardware and software. "]
[null,"TrackSense Pro Single Reader Station for 1 Pro/Basic Logger and ValSuite Basic Software",32183100,29894,null,4023,3476,4982,3882,5435]
[null,"TrackSense Pro Single Reader Station for 1 Compact/Frigo Logger and ValSuite Basic Software",32183103,29894,null,4023,3476,4982,3882,5435]
[null,"TrackSense Pro Single Reader Station for 1 Mini Logger and ValSuite Basic Software",32183102,29894,null,4023,3476,4982,3882,5435]
[null,"TrackSense Pro Single Reader Station for 1 Micro Logger and ValSuite Basic Software",32183101,29894,null,4023,3476,4982,3882,5435]
[]
[null,"TRACKSENSE PRO 3.1G MULTI READER STATION WITHOUT SOFTWARE"]
[null,"TRACKSENSE PRO MULTI READER STATION"]
[null,"Requires ValSuite 3.1 or later version\nAll systems include: \n- USB Cable, Power Supply, LAN Connection, Sealant, Sensor Removal Tool, Carrying Case and Accessory Box.\n- The installation USB key includes user's manual on hardware and software.\n- For Existing Customers Only. "]
[null,"TrackSense Pro Multi Reader Station for 4 Pro/Basic Loggers without Software",31188101,37026,null,4983,4305,6171,4809,6732]
[null,"TrackSense Pro Multi Reader Station for 4 Compact/Frigo Loggers without Software",31188102,37026,null,4983,4305,6171,4809,6732]
[null,"TrackSense Pro Multi Reader Station for 4 Mini Loggers without Software",31188103,37026,null,4983,4305,6171,4809,6732]
[null,"TrackSense Pro Multi Reader Station for 4 Micro Loggers without Software",31188108,37026,null,4983,4305,6171,4809,6732]
[null,"TRACKSENSE PRO COMBO MULTI READER STATION"]
[null,"TrackSense Pro COMBO Multi Reader Station for 4 loggers without Software",31188105,37026,null,4983,4305,6171,4809,6732]
[]
[null,"EXPANSION MODULES AND SKY OPTIONS"]
[null,"EXPANSION MODULES"]
[null,"Requires ValSuite 3.1 or later"]
[null,"TrackSense Pro Multi Expansion Module for 4 Pro/Basic Loggers",31187030,14103,null,1898,1640,2351,1832,2564]
[null,"TrackSense Pro Multi Expansion Module for 4 Compact/Frigo Loggers",31187012,14103,null,1898,1640,2351,1832,2564]
[null,"TrackSense Pro Multi Expansion Module for 4 Mini Loggers",31187011,14103,null,1898,1640,2351,1832,2564]
[null,"TrackSense Pro Multi Expansion Module for 4 Micro Loggers",31187013,14103,null,1898,1640,2351,1832,2564]
[null,"SKY OPTIONS"]
[]
[null,"Sky Access Point incl. USB and carrying case",31186000,38232,null,5146,4446,6372,4965,6951]
[null,"Sky Remote Antenna ø7 x 500 mm with 3 m cable",31190702,5076,null,683,590,846,659,923]
[null,"ACCESSORIES"]
[]
[null,"Supporting logger plate for multi reader station",35900027,616,null,83,72,103,80,112]
[null,"Ethernet relay for I/O control",35900040,4946,null,666,575,824,642,899]
[null,"Power Supply, required when using more than one Access Point in setup"]
[null,"Power Supply for Access Point, 12 V/1A DC (100-240 VAC)",25320005,759,null,102,88,127,99,138]
[]
[null,"MICRO DATA LOGGER"]
[null,"DATA LOGGERS"]
[null,"Logger incl. sensor and 2 batteries\nStandard Calibration Points are: 0, 60, 90, 120, 140°C\nRigid Sensor, sensor diameter 2,0 mm and measuring point 3 mm from tip"]
[null,"TS Micro Logger -20 to +140°C, incl. 10 mm single rigid sensor, no thread",31196210,20235,null,2723,2353,3373,2628,3679]
[null,"TS Micro Logger -20 to +140°C, incl. non-standard single rigid sensor, with thread","311962XX",24285,null,3269,2824,4048,3154,4415]
[null,"TS Micro Pressure/Temperature Logger, 10 mbar to 6 bar abs. Including internal temperature sensor",31195200,31547,null,4246,3668,5258,4097,5736]
[null,"BATTERIES"]
[null,"Battery for TSP Micro Logger\nNote: Dangerous Goods fee might apply when shipping batteries"]
[null,"TSP MICRO BATTERY, 1 set=2 pcs.",35500001,202,null,27,23,34,26,37]
[null,"TSP MICRO BATTERY, 5 sets = 10 pcs.",35500010,772,null,104,90,129,100,140]
[null,"TSP MICRO BATTERY, 50 sets = 100 pcs.",35500100,6114,null,823,711,1019,794,1112]
[null,"O-RINGS"]
[null,"O-ring for TSP Micro 1st gen., set of 10 pcs.",35900011,137,null,18,16,23,18,25]
[null,"O-ring for TSP Micro 2nd gen., set of 10 pcs.",35900022,181,null,24,21,30,24,33]
[]
[null,"MINI DATA LOGGER"]
[null,"DATA LOGGERS"]
[null,"Logger incl. sensor and 3 batteries\nStandard Calibration Points are: 0, 60, 90, 120, 140°C\nRigid Sensor, sensor diameter 2 mm and measuring point 3 mm from tip"]
[null,"TS Mini Logger 2 GEN, 0 to +140°C, built in sensor (0 mm), no thread",35211000,20235,null,2723,2353,3373,2628,3679]
[null,"TS Mini Logger 2 GEN, 0 to +140°C, incl 10 mm single rigid sensor, no thread",35221010,20235,null,2723,2353,3373,2628,3679]
[null,"TS Mini Logger 2 GEN, 0 to +140°C, incl 25 mm single rigid sensor, with thread",35221025,20240,null,2724,2353,3373,2629,3680]
[null,"TS Mini Logger 2 GEN, 0 to +140°C, incl 35 mm single rigid sensor, with thread",35221035,20235,null,2723,2353,3373,2628,3679]
[null,"TS Mini Logger 2 GEN, 0 to +140°C, incl 40 mm single rigid sensor, with thread",35221040,20235,null,2723,2353,3373,2628,3679]
[null,"TS Mini Logger 2 GEN, 0 to +140°C, incl 50 mm single rigid sensor, with thread",35221050,20235,null,2723,2353,3373,2628,3679]
[null,"TS Mini Logger 2 GEN, 0 to +140°C, incl 75 mm single rigid sensor, with thread",35221075,20235,null,2723,2353,3373,2628,3679]
[null,"TS Mini Logger 2 GEN, 0 to +140°C, incl 100 mm single rigid sensor, with thread",35221100,20235,null,2723,2353,3373,2628,3679]
[null,"TS Mini Logger 2 GEN, 0 to +140°C, incl. non-standard single rigid sensor, with thread","35221XXX",24285,null,3269,2824,4048,3154,4415]
[null,"BATTERIES"]
[null,"Battery for TSP Mini & TS Lab Mini Loggers\nNote: Dangerous Goods fee might apply when shipping batteries"]
[null,"TSP MINI BATTERY, 1 pc.",35300001,112,null,15,13,19,15,20]
[null,"TSP MINI BATTERY, pack of 10 pcs.",35300010,772,null,104,90,129,100,140]
[null,"TSP MINI BATTERY, pack of 100 pcs.",35300100,6114,null,823,711,1019,794,1112]
[null,"O-RING"]
[null,"O-ring for TSP Mini Logger, set of 10 pcs.",35900010,137,null,18,16,23,18,25]
[]
[null,"COMPACT DATA LOGGER"]
[null,"DATA LOGGERS WITH RIGID SENSOR"]
[null,"Logger incl. sensor and 1 battery\nStandard Calibration points are: 0, 60, 90, 120, 140°C\nRigid Sensor with thread, sensor diameter 2,0 mm and measuring point 3 mm from tip"]
[null,"TS Compact Logger -30 to +140 °C, incl 35 mm single rigid sensor",31191202,14357,null,1932,1669,2393,1865,2610]
[null,"TS Compact Logger -30 to +140 °C, incl 50 mm single rigid sensor",31191203,14357,null,1932,1669,2393,1865,2610]
[null,"TS Compact Logger -30 to +140 °C, incl 75 mm single rigid sensor",31191204,14357,null,1932,1669,2393,1865,2610]
[null,"TS Compact Logger -30 to +140 °C, incl. 100 mm single rigid sensor",31191205,14357,null,1932,1669,2393,1865,2610]
[null,"DATA LOGGERS WITH SEMIFLEX SENSOR"]
[null,"Logger incl. sensor and 1 battery\nStandard Calibration points are: 0, 60, 90, 120, 140°C\nSingle SemiFlex Sensor, sensor diameter 1,5 mm and measuring point 3 mm from tip"]
[null,"TS Compact Logger -30 to +140 C, 30 cm single SemiFlex sensor",31191270,19415,null,2613,2258,3236,2521,3530]
[null,"TS Compact Logger -30 to +140 C, 50 cm single SemiFlex sensor",31191271,19415,null,2613,2258,3236,2521,3530]
[null,"DATA LOGGERS WITH SMARTFLEX SENSOR"]
[null,"Logger incl. sensor and 1 battery\nStandard Calibration Points are: 0, 60, 90, 120, 140°C\nSmartFlex Sensor, sensor diameter 1,8 mm and measuring point 3 mm from tip"]
[null,"TS Compact Logger -30 to +140 C, 30 cm single SmartFlex sensor",31191250,17727,null,2386,2061,2955,2302,3223]
[null,"TS Compact Logger -30 to +140 C, 50 cm single SmartFlex sensor",31191251,17727,null,2386,2061,2955,2302,3223]
[null,"DATA LOGGERS WITH PRESSURE SENSOR"]
[null,"Logger incl. sensor and 1 battery\nStandard Calibration Points are: 0, 60, 90, 120, 140°C\nMeasuring point 3 mm from tip"]
[null,"TS Compact Pressure Logger, 6 bar",31191103,22533,null,3033,2620,3756,2926,4097]
[null,"TS Compact Pressure Logger 6 bar, combined temperature & pressure",31191104,26468,null,3562,3078,4411,3437,4812]
[null,"BATTERIES"]
[null,"High Performance Battery for Pro, Basic, Compact and Lab Loggers\nNote: Dangerous Goods fee might apply when shipping batteries"]
[null,"TSP BATTERY with Activator",35900050,1022,null,138,119,170,133,186]
[null,"TSP BATTERY without Activator",35900051,766,null,103,89,128,99,139]
[null,"High Performance Battery - Only for Compact Ultra X and TS Pro XL Loggers\nNote: Dangerous Goods fee might apply when shipping batteries"]
[null,"TSP Battery 150L with Activator",35900055,1022,null,138,119,170,133,186]
[null,"TSP Battery 150L without Activator",35900056,766,null,103,89,128,99,139]
[null,"O-RINGS"]
[null,"O-ring for TSP Compact, set of 10 pcs.",35900019,137,null,18,16,23,18,25]
[]
[null,"FRIGO DATA LOGGER"]
[null,"DATA LOGGERS - INTERNAL AND RIGID SENSOR"]
[null,"Logger incl. sensor and 1 battery\nStandard Calibration Points are: -90, -30, 0, 40 and 85°C\nRigid Sensor: Sensor diameter 2mm and measuring point 3 mm from tip\nQuantity discount: 5% at more than 10 units, 10 % at more than 25 units, 15% at more than 50 units"]
[null,"TS Frigo logger -90 to +85 °C, with LED indicator and internal sensor",31191500,12035,null,1620,1399,2006,1563,2188]
[null,"TS Frigo logger -90 to +85 °C, with LED indicator and 35mm rigid sensor",31191501,12463,null,1677,1449,2077,1619,2266]
[null,"DATA LOGGERS WITH SEMIFLEX SENSOR"]
[null,"Logger incl. sensor and 1 battery\nStandard Calibration Points are: -90, -30, 0, 40 and 85°C\nSemiFlex Sensor, measuring point 3 mm from tip\nQuantity discount: 5% at more than 10 units, 10 % at more than 25 units, 15% at more than 50 units"]
[null,"TS Frigo Logger -90 to +85 C, 30 cm single SemiFlex sensor, ø1,5mm",31191570,17507,null,2356,2036,2918,2274,3183]
[null,"TS Frigo Logger -90 to +85 C, 50 cm single SemiFlex sensor, ø1,5mm",31191571,17507,null,2356,2036,2918,2274,3183]
[null,"TS Frigo Logger -90 to +85 C, without LED indicator, 30 cm single SemiFlex sensor, ø2,0mm",31191572,15409,null,2074,1792,2568,2001,2802]
[null,"DATA LOGGERS WITH SMARTFLEX SENSOR"]
[null,"Logger incl. sensor and 1 battery\nStandard Calibration Points are: -90, -30, 0, 40 and 85°C\nSmartFlex Sensor, sensor diameter 1,8mm and measuring point 3 mm from tip\nQuantity discount: 5% at more than 10 units, 10 % at more than 25 units, 15% at more than 50 units"]
[null,"TS Frigo Logger -90 to +85 C, 30 cm single SmartFlex sensor",31191550,15818,null,2129,1839,2636,2054,2876]
[null,"TS Frigo Logger -90 to +85 C, 50 cm single SmartFlex sensor",31191551,15818,null,2129,1839,2636,2054,2876]
[null,"BATTERIES"]
[null,"High performance battery for TS Frigo UX SKY Loggers, -90 to +85°C\nNote: Dangerous Goods fee might apply when shipping batteries"]
[null,"TS FRIGO BATTERY with Activator",35900060,686,null,92,80,114,89,125]
[null,"TS FRIGO BATTERY without Activator",35900061,458,null,62,53,76,59,83]
[null,"O-RINGS"]
[null,"O-ring for TS Frigo, set of 10 pcs.",35900021,137,null,18,16,23,18,25]
[]
[null,"FRIGO UX SKY DATA LOGGER"]
[null,"DATA LOGGERS - INTERNAL AND RIGID SENSOR"]
[null,"Logger with integrated sky module incl. sensor and 2 batteries\nStandard Calibration Points are: -90, -40, 0, 60, 140°C\nRigid Sensor: Sensor diameter 2mm and measuring point 3 mm from tip"]
[null,"TS Frigo UX SKY Logger with 35mm Rigid Sensor","31191210UX",19350,null,2604,2250,3225,2513,3518]
[null,"TS Frigo UX SKY Logger with 100mm Rigid Sensor","31191213UX",19350,null,2604,2250,3225,2513,3518]
[null,"DATA LOGGERS WITH SEMIFLEX SENSOR"]
[null,"Logger with integrated sky module incl. sensor and 2 batteries\nStandard Calibration Points are: -90, -40, 0, 60, 140°C\nSemiFlex Sensor: Sensor diameter 1.5mm and measuring point 3 mm from tip"]
[null,"TS Frigo UX SKY Logger with 30cm SemiFlex Sensor","31191214UX",22320,null,3004,2595,3720,2899,4058]
[null,"TS Frigo UX SKY Logger with 50cm SemiFlex Sensor","31191215UX",22320,null,3004,2595,3720,2899,4058]
[null,"DATA LOGGERS WITH PRESSURE SENSOR"]
[null,"Logger with integrated sky module incl. sensor and 2 batteries\nStandard Calibration Points: Temperature: 25, 70, 90, 120, 140°C, Pressure: 50, 1000, 3000, 4000 mbar\nMeasuring point 3 mm from tip"]
[null,"TS Frigo UX SKY Logger Pressure/Temperature",31191110,26780,null,3604,3114,4463,3478,4869]
[null,"BATTERIES"]
[null,"High Performance Battery\nNote: Dangerous Goods fee might apply when shipping batteries"]
[null,"TSP BATTERY with Activator",35900050,1022,null,138,119,170,133,186]
[null,"TSP BATTERY without Activator",35900051,766,null,103,89,128,99,139]
[null,"O-RINGS"]
[null,"O-ring for TS Frigo UX Sky, Set of 10 pcs.",35900075,180,null,24,21,30,23,33]
[]
[null,"TRACKSENSE PRO DATA LOGGER"]
[null,"DATA LOGGERS"]
[null,"Logger without sensor. 1 battery included\nAll loggers are ATEX certified. "]
[null,"TS PRO X LOGGER 3G, ATEX Code: Ex ia IIC T3 Ga, -60 to +105°C"]
[null,"TS PRO X LOGGER 3G, -80 to +150°C",31192103,20944,null,2819,2435,3491,2720,3808]
[null,"TS PRO LOGGER 3G, ATEX Code: Ex ia IIC T3 Ga, -50 to +105°C"]
[null,"TS PRO LOGGER 3G, -50 to +150°C",31192003,18472,null,2486,2148,3079,2399,3359]
[null,"TS PRO BASIC LOGGER 3G:  Ex ia IIC T3 Ga, -30 to +105°C\nQuantity discount: 10% at more than 25 units, 15% at more than 50 units"]
[null,"TS PRO BASIC LOGGER 3G, -30 to +105°C",31191003,11322,null,1524,1317,1887,1470,2059]
[null,"SKY MODULE"]
[null,"ATEX Code: Ex ia IIC T3 Ga, -60 to +105°C"]
[null,"SKY MODULE PRO 3G",31190501,5865,null,789,682,978,762,1066]
[null,"BATTERIES"]
[null,"High Performance Battery for Pro, Basic, Compact and Lab Loggers\nNote: Dangerous Goods fee might apply when shipping batteries"]
[null,"TSP BATTERY with Activator",35900050,1022,null,138,119,170,133,186]
[null,"TSP BATTERY without Activator",35900051,766,null,103,89,128,99,139]
[null,"High Performance Battery for Cold Applications\nNote: Dangerous Goods fee might apply when shipping batteries"]
[null,"TSP Battery COLD with Activator",35900053,1022,null,138,119,170,133,186]
[null,"TSP Battery COLD without Activator",35900054,766,null,103,89,128,99,139]
[null,"O-RINGS"]
[null,"O-ring for TSP Logger, set of 10 pcs.",35900007,229,null,31,27,38,30,42]
[]
[null,"TRACKSENSE PRO X LONG EDITION"]
[null,"DATA LOGGERS"]
[null,"Logger without sensor. 1 battery included\nPro XL Loggers are ATEX certified\nATEX Code: Ex ia IIC T3 Ga, -55 to +105°C"]
[null,"TS PRO XL LOGGER 3G, -80 to +150°C",31192203,22858,null,3076,2658,3810,2969,4156]
[null,"SKY MODULE"]
[null,"ATEX Code: Ex ia IIC T3 Ga, -55 to +105°C"]
[null,"SKY MODULE PRO XL 3G",31190523,6126,null,824,712,1021,796,1114]
[null,"BATTERIES"]
[null,"High Performance Battery - Only for Compact Ultra X and TS Pro XL Loggers\nNote: Dangerous Goods fee might apply when shipping batteries"]
[null,"TSP Battery 150L with Activator",35900055,1022,null,138,119,170,133,186]
[null,"TSP Battery 150L without Activator",35900056,766,null,103,89,128,99,139]
[null,"O-RINGS"]
[null,"O-ring for TSP Logger, set of 10 pcs.",35900007,229,null,31,27,38,30,42]
[]
[null,"TRACKSENSE BASIC L"]
[null,"DATA LOGGERS"]
[null,"Logger without sensor. 1 battery included"]
[null,"TS PRO BASIC L LOGGER 3G, NOT ATEX, -30 to +85°C",31191093,13233,null,1781,1539,2206,1719,2406]
[null,"BATTERIES"]
[null,"High performance battery for TS Pro Basic L Loggers, -30 to +85C\nNote: Dangerous Goods fee might apply when shipping batteries"]
[null,"TS PRO BASIC L BATTERY with Activator",35900080,686,null,92,80,114,89,125]
[null,"TS PRO BASIC L BATTERY without Activator",35900081,458,null,62,53,76,59,83]
[null,"O-RINGS"]
[null,"O-ring for TSP Logger, set of 10 pcs.",35900007,229,null,31,27,38,30,42]
[]
[null,"TEMPERATURE SENSORS FOR TRACKSENSE PRO"]
[null,"INTERNAL AND RIGID SINGLE SENSORS"]
[null,"Standard Calibration Points are: 0, 60, 90, 120, 140°C\nSensor diameter 2mm and measuring point 3 mm from tip\nSensors longer than 10 mm are standard with thread."]
[null,"TS PRO Single Internal Sensor",35121000,4569,null,615,531,762,593,831]
[null,"TS PRO Single Rigid Sensor, 10 mm, rounded point",35121010,4569,null,615,531,762,593,831]
[null,"TS PRO Single Rigid Sensor, 25 mm, rounded point",35121025,4569,null,615,531,762,593,831]
[null,"TS PRO Single Rigid Sensor, 50 mm, rounded point",35121050,4569,null,615,531,762,593,831]
[null,"TS PRO Single Rigid Sensor, 75 mm, rounded point",35121075,4569,null,615,531,762,593,831]
[null,"TS PRO Single Rigid Sensor, 100 mm, rounded point",35121100,4569,null,615,531,762,593,831]
[null,"TS PRO Single Rigid Sensor, 150 mm, rounded point",35121150,4569,null,615,531,762,593,831]
[null,"TS PRO Single Rigid Sensor, 200 mm, rounded point",35121200,4569,null,615,531,762,593,831]
[null,"Non-Standard Single Rigid Sensor, Please replace the required length in millimeters in the section with the XXX. (E.g. TPA20085TS = 85 mm electrode length)."]
[null,"TPA20XXXTS - TS PRO Non-Standard Single Rigid Sensor, rounded point","3512XXXX",5103,null,687,593,851,663,928]
[null,"RIGID DOUBLE SENSORS"]
[null,"Standard Calibration Points are: 0, 60, 90, 120, 140°C\nOne Product Sensor in various length and one 20 mm U-shaped ambient sensor.\nSensor diameter 2mm and measuring point 3 mm from tip\nSensors longer than 10 mm are standard with thread."]
[null,"TS PRO Double Rigid Sensor with 50 mm product sensor",35122701,6415,null,863,746,1069,833,1166]
[null,"TS PRO Double Rigid Sensor with 75mm product sensor ",35122703,6415,null,863,746,1069,833,1166]
[null,"TS PRO Double Rigid Sensor with 100 mm product sensor",35122702,6415,null,863,746,1069,833,1166]
[null,"TS PRO Double Rigid Sensor with 150 mm product sensor",351227100,6415,null,863,746,1069,833,1166]
[null,"TS PRO Double Rigid Sensor with 200 mm product sensor",35122782,6415,null,863,746,1069,833,1166]
[null,"Double Rigid Sensor, Rigid product sensor & a rigid ambient sensor.\nPlease compose your type designation as follows: Z = A (rounded point), N (conic point), K (sharp point), R (round no thread), S (conic no thread), C (sharp, no thread).\nXXX = electrode length of product sensor in mm.\nTS = rigid double sensor\nQuantity discount: 20% at 10 or more units. "]
[null,"TPZ20XXXTSYYYLZZZ - TS PRO Double Rigid Sensor","351227XX",8018,null,1079,932,1336,1041,1458]
[null,"MULTIPOINT SENSORS"]
[null,"4 Measuring points. Sensor diameter 2,5mm with 10 mm distance between measuring points.\nSensors longer than 10 mm are standard with thread."]
[null,"TS PRO Single Rigid Muliti Point (4) 100 mm Sensor",35121910,19422,null,2614,2258,3237,2522,3531]
[null,"SMARTFLEX SENSORS"]
[null,"Min. length 20 cm, max. lenght 100 cm. Tolerance -0/+5 cm. Available in intervals of 10 cm.\nStandard Calibration Points are: 0, 60, 90, 120, 140°C\nSensor diameter 1,8 mm and measuring point 3 mm from tip. SmartFlex wire until 10 mm from tip.\nMax. temperature 140°C."]
[null,"TS PRO SmartFlex Single Sensor, 30 cm",35124527,6899,null,929,802,1150,896,1254]
[null,"TS PRO SmartFlex Single Sensor, 50 cm",35124526,6899,null,929,802,1150,896,1254]
[null,"TS PRO SmartFlex Single Sensor, 100 cm",35124529,8149,null,1097,948,1358,1058,1482]
[null,"TS PRO SmartFlex Double Sensor, 30 cm",35124935,11938,null,1607,1388,1990,1550,2171]
[null,"TS PRO SmartFlex Double Sensor, 50 cm",35124936,11938,null,1607,1388,1990,1550,2171]
[null,"TS PRO SmartFlex Double Sensor, 100 cm",35124937,15417,null,2075,1793,2570,2002,2803]
[null,"Combi Double sensor, with one rigid ambient sensor & one SmartFlex sensor. \nPlease replace Y and Z as follows: YYY = length of SmartFlex flexible 1.8 mm cable in centimeters (max. 70 cm). ZZZ = electrode length of ambient sensor in mm, min. 10 mm for 180° angled ambient sensor 30 mm\nQuantity discount: 20% at 10 or more units."]
[null,"TPT18L02TFRYYYUZZZ - TS PRO Combi Double Sensor","351248XX",14202,null,1911,1651,2367,1844,2582]
[null,"STAINLESS STEEL TIP\nTAJ25XXXC Rounded point with thread\nTNJ25XXXC Conical point with thread\nTKJ25XXXC Sharp point with thread\nTRJ25XXXC Round point, no thread\nTSJ25XXXC Conical point, no thread\nTCJ25XXXC Sharp point, no thread\nXXX = length of tip in mm, Tip min. 35 mm, max. 150 mm, diameter ø2,5 mm (standard)"]
[null,"STAINLESS STEELTIP FOR TPT TFR","359003XX",801,null,108,93,134,104,146]
[null,"RUGGED FLEXIBLE SENSORS"]
[null,"Standard Calibration Points are: 0, 60, 90, 120, 140°C\nSensor diameter 2,5 mm and measuring point 5 mm from tip. Flexible wire until 50 mm from tip.\nFlexible wire in various length "]
[null,"PTFE steel enforced sensor with ø2.5 x 30 mm rounded tip, no thread."]
[null,"TS PRO Rugged flexible sensor, no thread, 50 cm",35124000,8011,null,1078,932,1335,1040,1457]
[null,"TS PRO Rugged flexible sensor, no thread, 100 cm",35124001,8011,null,1078,932,1335,1040,1457]
[null,"PTFE steel enforced sensor with ø2.5 x 30 mm rounded tip and thread."]
[null,"TS PRO Rugged flexible sensor, thread, 50 cm",35124002,8011,null,1078,932,1335,1040,1457]
[null,"TS PRO Rugged flexible sensor, thread, 100 cm",35124003,8011,null,1078,932,1335,1040,1457]
[null,"SEMI FLEXIBLE SENSORS"]
[null,"Standard Calibration Points are: 0, 60, 90, 120, 140°C\nStainless steel flexible temperature sensor with ø1,5 mm rounded tip (only).\nSensor diameter 1,5 mm and measuring point 3 mm from tip.\nFlexible wire in various length "]
[null,"TS PRO Semi Flexible Single Sensor, 30 cm",351225322,7698,null,1036,895,1283,1000,1400]
[null,"TS PRO Semi Flexible Single Sensor, 50 cm",351225321,7698,null,1036,895,1283,1000,1400]
[null,"TS PRO Semi Flexible Double Sensor, 30 cm",351229692,15341,null,2065,1784,2557,1992,2789]
[null,"TS PRO Semi Flexible Double Sensor, 50 cm",351229691,15341,null,2065,1784,2557,1992,2789]
[null,"SEMI FLEXIBLE SENSORS"]
[null,"Standard Calibration Points are: 0, 60, 90, 120, 140°C\nMax. length 100 cm.\nSensor diameter 2,0 mm and measuring point 3 mm from tip."]
[null,"Semi Flexible Single Sensor, Stainless steel flexible temperature sensor.\nPlease replace X, Y and Z as follows:\nXXX = length of electrode in millimeters (min. length varies - see below)\nYYY = length of stainless steel flexible wire in centimeters\nZ = A (rounded point) 15 mm, N (conic point) 20 mm, K (sharp point) 20 mm, R (round no thread) 15 mm, S (conic no thread) 20 mm, C (sharp, no thread) 20 mm."]
[null,"TPZ20XXXSCYYY - TS PRO Semi Flexible Single Sensor","351225XX",8462,null,1139,984,1410,1099,1539]
[null,"Double Semi Flexible Sensor with two stainless steel flexible sensors.\nPlease compose your type designation as follows: Z = A (rounded point) 15 mm, N (conic point) 20 mm, K (sharp point) 20 mm, R (round no thread) 15 mm, S (conic no thread) 20 mm, C (sharp, no thread) 20 mm.\nXXX = electrode length of both sensors in mm, minimum lenght varies, see above\nDDC = flexible double sensor\nYYY = sensor 1 - length of stainless steel flexible wire in cm\nI = angle of 0° both sensors\nZZZ = sensor 2 - length of stainless steel flexible wire in cm\nAbove probes can also be delivered with ø3 mm electrodes. Please replace with e.g. TPA3\nQuantity discount: 20% at 10 or more units."]
[null,"TPZ20XXXDDCYYYIZZZ - TS PRO Double Semi Flexible Sensor","351229XX",19148,null,2577,2227,3191,2487,3481]
[null,"Double Rigid & Semi Flex Sensor with one rigid ambient sensor & one flexible product sensor.\nPlease compose your type designation as follows: Z = A (rounded point) 15 mm, N (conic point) 20 mm, K (sharp point) 20 mm, R (round no thread) 15 mm, S (conic no thread) 20 mm, C (sharp, no thread) 20 mm.\nXXX = electrode length of product sensor in mm, min. length varies (see above)\nDC = flexible rigid double sensor\nYYY = length of stainless steel flexible wire in cm\nI = angle of 0°  L = angle of 90°\nU = angle of 180°\nZZZ = electrode length of rigid ambient sensor in mm, min. 10 - for 180° angled ambient sensor 30n mm, min. 10 - for 180° angled ambient sensor 30 mm\nQuantity discount: 20% at 10 or more units. "]
[null,"TPZ20XXXDCYYYLZZZ - TS PRO Double Rigid & Semi Flex Sensor","351226XX",18233,null,2454,2120,3039,2368,3315]
[null,"HIGH TEMPERATURE SENSORS"]
[null,"Standard Calibration Points are: 0, 90, 160, 240, 360, 400°C.\nMinimum length of sensor 200 mm.\nSensor diameter ø2,0 x 12 mm. Measuring point 3 mm from tip.\nFlexible mineral insulated wires in various lengths, rounded point."]
[null,"TS PRO Single Flexible High Temperature Sensor, 30 cm",35123266,8638,null,1163,1004,1440,1122,1571]
[null,"TS PRO Single Flexible High Temperature Sensor, 50 cm",35123267,8638,null,1163,1004,1440,1122,1571]
[null,"TS PRO Double Flexible High Temperature Sensor, 30 cm",35122855,14333,null,1929,1667,2389,1861,2606]
[null,"TS PRO Double Flexible High Temperature Sensor, 50 cm",35122856,14333,null,1929,1667,2389,1861,2606]
[null,"Please replace XXX with the required length: XXX = length of flexible mineral insulated wire in cm"]
[null,"TPR20012THSXXX - TS PRO Single Flexible High Temperature Sensor","3512326X",10366,null,1395,1205,1728,1346,1885]
[null,"Please replace XXX with the required length: XXX = length of flexible mineral insulated wires in cm"]
[null,"TPR20012THDXXX - TS PRO Double Flexible High Temperature Sensor","351228XX",17201,null,2315,2000,2867,2234,3127]
[null,"LOW TEMPERATURE THERMOCOUPLE SENSOR"]
[null,"Operating range -80 to +62°C.\nStandard Calibration Points: -60, -30, 0, +30, +60°C."]
[null,"TS PRO TC sensor incl. 30 cm long Thermocouple",35123501,8883,null,1196,1033,1481,1154,1615]
[null,"Quantity discount: 20% at 5 units or more. 30 % at 10 units or more."]
[null,"TS PRO Thermocouple, 10 cm",35123521,437,null,59,51,73,57,79]
[null,"TS PRO Thermocouple, 30 cm",35123523,437,null,59,51,73,57,79]
[null,"TS PRO Thermocouple, 50 cm",35123525,480,null,65,56,80,62,87]
[null,"TS PRO Thermocouple, 100 cm",35123530,523,null,70,61,87,68,95]
[]
[null,"RELATIVE HUMIDITY SENSORS FOR TRACKSENSE PRO"]
[null,"SENSORS"]
[null,"Relative Humidity Sensor for EtO and Stability Chambers with PT1000. Accuracy +/- 2%.\nRequires ValSuite 5.2.0.10 or later."]
[null,"TS PRO Relative Humidity Sensor 5.2",35128013,7851,null,1057,913,1309,1020,1427]
[null,"TS PRO Double Temperature Dry & Wet Sensor",35126000,6415,null,863,746,1069,833,1166]
[null,"ACCESSORIES"]
[null,"Reservoir for Dry & Wet measurement",35126010,2622,null,353,305,437,341,477]
[null,"Fixture for Logger and Water reservoir",35126011,3424,null,461,398,571,445,623]
[]
[null,"PRESSURE SENSORS FOR TRACKSENSE PRO"]
[null,"SENSORS"]
[null,"Range: 0 to 8 bar\nStandard Calibration Points, 4 bar: 50, 1000, 3000, 4000 mbar\nStandard Calibration Points, 6 bar: 50, 1000, 3500, 6000 mbar\nStandard Calibration Points, 8 bar: 50, 1000, 3500, 6000, 8000 mbar"]
[null,"TS PRO Pressure Sensor, 4 bar, SKY Compatible",35127024,13219,null,1779,1537,2203,1717,2403]
[null,"TS PRO Pressure Sensor, 6 bar, SKY Compatible",35127018,13219,null,1779,1537,2203,1717,2403]
[null,"TS PRO Pressure Sensor, 8 bar, SKY Compatible",35127021,14616,null,1967,1700,2436,1898,2657]
[null,"Combined temperature & pressure. Sensor length 20 mm, no thread."]
[null,"TS PRO Pressure/Temperature Sensor, 4 bar, SKY Compatible",35127023,17082,null,2299,1986,2847,2218,3106]
[null,"TS PRO Pressure/Temperature Sensor, 6 bar, SKY Compatible",35127019,17082,null,2299,1986,2847,2218,3106]
[null,"ACCESSORIES"]
[null,"Pressure connection system for pressure sensor, without capillary tube (not suitable for prs/tmp sensor)"]
[null,"PAJ/TS PRO-PRESSURE SYSTEM",35510004,3611,null,486,420,602,469,657]
[]
[null,"BOWIE DICK SENSOR FOR TRACKSENSE PRO"]
[null,"For 121˚C and 134˚C.\nOnly for TS Pro, X and XL logger.\nRequires ValSuite 5.3 or later."]
[null,"TS PRO Bowie Dick Sensor. incl. PCD and protective adaptor",35127022,20169,null,2715,2345,3362,2619,3667]
[null,"Process Challenge Device (PCD)",35000500,2205,null,297,256,368,286,401]
[]
[null,"VACUUM SENSOR FOR TRACKSENSE PRO"]
[null,"Pressure Range: 0.001 to 100 mBar.\nTemperature Range: -80 to +140°C.\nRequires ValSuite 4.1.x or later."]
[null,"TS PRO Vacuum Sensor",35127900,23214,null,3124,2699,3869,3015,4221]
[]
[null,"CONDUCTIVITY SENSORS FOR TRACKSENSE PRO"]
[null,"Conductivity Sensor with combined temperature sensor.\nRange: 0-200 µS/cm or  200-2000 µS/cm.\nRequires ValSuite 3.0 or later"]
[null,"TS PRO Conductivity Sensor, 0-200",35132000,12030,null,1619,1399,2005,1562,2187]
[null,"TS PRO Conductivity Sensor, 200-2000",35132001,12030,null,1619,1399,2005,1562,2187]
[]
[null,"CO2 SENSORS FOR TRACKSENSE PRO"]
[null,"0-10% - Calibration Points: 0, 5, 7.5 and 10%\n0-20% - Calibration Points: 0, 5, 10, 15 and 20%\nRequires TSP Basic L Logger and No ATEX environment."]
[null,"TS PRO CO2 Sensor 2G, 0-10%",35127921,19222,null,2587,2235,3204,2496,3495]
[null,"TS PRO CO2 Sensor 2G, 0-20%",35127922,22108,null,2976,2571,3685,2871,4020]
[]
[null,"AUTOMARKER SENSOR FOR TRACKSENSE PRO"]
[]
[null,"TS PRO AM 2.6 AutoMarker Sensor",35131000,7735,null,1041,899,1289,1005,1406]
[]
[null,"THERMAL BARRIERS"]
[null,"THERMAL BARRIERS FOR SINGLE OR DOUBLE HIGH TEMPERATURE SENSOR"]
[null,"Material: Stainless Steel, Brushed\nSKY: Sky compatible"]
[null,"Diameter: ø35 mm x 150 mm, Max. 10 minutes at +400°C"]
[null,"TTB35-2 THERMAL BARRIER DBL., ø35 mm x 150 mm",25901503,14245,null,1917,1656,2374,1850,2590]
[null,"Diameter: ø64 mm x 150 mm. Max. 50 minutes at +400°C"]
[null,"TTB64-2 THERMAL BARRIER DBL., ø64 mm x 150 mm",25901502,11775,null,1585,1369,1963,1529,2141]
[null,"TTB64-2 THERMAL BARRIER SKY DBL., ø64 mm x 150 mm",25901514,13134,null,1768,1527,2189,1706,2388]
[null,"Diameter: ø85 mm x 175 mm. Max. 110 minutes at +400°C"]
[null,"TTB85-2 THERMAL BARRIER DBL., ø85 mm x 175 mm",25901529,18963,null,2552,2205,3161,2463,3448]
[null,"TTB85-2 THERMAL BARRIER SKY, ø85 mm x 175 mm",25901530,20497,null,2759,2383,3416,2662,3727]
[null,"Dimension: 40 x 40 x 153 mm. Max. 20 minutes at +400°C"]
[null,"TBS40-3 THERMAL BARRIER SQUARE, 40x40x153 mm",25901524,14258,null,1919,1658,2376,1852,2592]
[null,"TBS40-3 THERMAL BARRIER SKY SQUARE, 40x40x153 mm",25901525,15231,null,2050,1771,2539,1978,2769]
[null,"Dimension: 40 x 100 x 153 mm. Max. 40 minutes at 400 °C"]
[null,"TBF40-3 THERMAL BARRIER, 40x100x153 mm",25901520,15116,null,2034,1758,2519,1963,2748]
[null,"TBF40-3 THERMAL BARRIER SKY, 40x100x153 mm",25901521,16160,null,2175,1879,2693,2099,2938]
[null,"THERMAL BARRIERS FOR SINGLE RIGID HIGH TEMPERATURE SENSOR"]
[null,"Special thermal barrier in PTFE for single rigid sensors with a max diameter of ø2mm.\nDiameter: ø65 x 86 mm. Max. temperature +200°C, Max. 60 minutes at +170°C"]
[null,"TTB65 THERMAL BARRIER, PTFE, ø65 x 86 mm, sensor ø2mm  ",25901507,7419,null,999,863,1237,964,1349]
[null,"SKY THERMAL BARRIER KIT"]
[null,"Sky Thermal Barrier Kit for TTB64, TTB80, and TTB85"]
[null,"SKY THERMAL BARRIER KIT",25901512,3404,null,458,396,567,442,619]
[]
[null,"ACCESSORIES"]
[null,"CONTACK PUCKS"]
[null,"Contact Puck for TSP Single Rigid Sensor with internal sensor"]
[null,"CONTACT PUCK 0",35900031,672,null,90,78,112,87,122]
[null,"Overall dimension ø 30 mm x 8 mm, Stainless Steel AISI 316 , Hole dimension ø 1.3 mm, ø 1.6 mm, ø1.9 mm and ø2.1 mm"]
[null,"MULTI CONTACT PUCK FOR RTD",35900073,876,null,118,102,146,114,159]
[null,"PROTECTIVE SLEEVE AND HOLDERS"]
[null,"Protective sleeve for TSP Logger",25900002,759,null,102,88,127,99,138]
[null,"Protective sleeve for Mini logger",25900077,707,null,95,82,118,92,129]
[null,"Protective sleeve for Micro Logger",25900078,707,null,95,82,118,92,129]
[null,"Protective holder for Pro/Basic loggers",25900089,834,null,112,97,139,108,152]
[null,"Protective holder for Compact loggers",25900090,834,null,112,97,139,108,152]
[null,"LOGGER FIX - Peek holder for TSP Loggers",35900003,826,null,111,96,138,107,150]
[null,"FIX PRO CASE - Silicone Logger Holder, 1 pcs.",35900000,577,null,78,67,96,75,105]
[null,"FIX PRO CASE - Silicone Logger Holder, Set of 25 pcs.",35900001,11585,null,1559,1347,1931,1505,2106]
[null,"SEALENT"]
[null,"Sealant for logger, 10 ml",35900063,121,null,16,14,20,16,22]
[null,"O-RINGS"]
[null,"O-ring for TSP Logger, set of 10 pcs.",35900007,229,null,31,27,38,30,42]
[null,"O-ring for TSP Sensor, outer, set of 20 pcs.",35900008,218,null,29,25,36,28,40]
[null,"O-ring for TSP Sensor, Teflon, set of 2 - for mounting only at Ellab",35900018,272,null,37,32,45,35,49]
[null,"O-ring for TSP Sensor, inner, set of 10 pcs.",35900009,137,null,18,16,23,18,25]
[null,"O-ring for TSP Mini Logger, set of 10 pcs.",35900010,137,null,18,16,23,18,25]
[null,"O-ring for TSP Micro 1st gen., set of 10 pcs.",35900011,137,null,18,16,23,18,25]
[null,"O-ring for TSP Micro 2nd gen., set of 10 pcs.",35900022,181,null,24,21,30,24,33]
[null,"O-ring for TSP Compact, set of 10 pcs.",35900019,137,null,18,16,23,18,25]
[null,"O-ring for TS Frigo, set of 10 pcs.",35900021,137,null,18,16,23,18,25]
[null,"Black O-ring/rubber washer for TSP rigid sensors with thread, GEJ-C packing gland, SSA probes and stainless steel space bar, 10 pcs"]
[null,"GEJ37007U RUBBER WASHER",25810022,100,null,13,12,17,13,18]
[null,"LOGGER ID RINGS"]
[null,"Set of ID engraved stainless steel top rings for TSP loggers"]
[null,"LOGGER ID RING 1-12",35105999,3712,null,500,432,619,482,675]
[null,"LOGGER ID RING 13-24",35105998,3712,null,500,432,619,482,675]
[null,"LOGGER ID RING 25-36",35105997,3712,null,500,432,619,482,675]
[null,"LOGGER ID RING 37-48 ",35105996,3712,null,500,432,619,482,675]
[null,"LOGGER ID RING 49-60",35105995,3712,null,500,432,619,482,675]
[null,"LOGGER ID RING 61-73",35105994,3712,null,500,432,619,482,675]
[null,"LOGGER ID RING 74-85",35105993,3712,null,500,432,619,482,675]
[null,"LOGGER ID RING 86-97",35105992,3712,null,500,432,619,482,675]
[null,"LOGGER ID RING 98-109",35105991,3712,null,500,432,619,482,675]
[null,"LOGGER ID RING 110-121",35105990,3712,null,500,432,619,482,675]
[null,"LOGGER ID RING 122-134",35105989,3712,null,500,432,619,482,675]
[]
[null,"PACKING GLANDS"]
[null,"PACKING GLANDS FOR INTERNAL MOUNTING"]
[]
[null,"TSK08000Q054 PEEK - Internal fixture for TS Pro Loggers, peek",25901074,1294,null,174,150,216,168,235]
[null,"TSJ08000Q054 - Internal fixture for TS Pro loggers, stainless steel",25901082,1294,null,174,150,216,168,235]
[null,"TSJ08000Q072 - Internal fixture for Compact Loggers, stainless steel",25901099,1294,null,174,150,216,168,235]
[null,"TSK MINI 2G PEEK - Internal fixture for Mini Logger 2. Gen, peek",35411082,1152,null,155,134,192,150,209]
[null,"TSJ MINI 2G STEEL - Internal fixture for Mini Logger 2. Gen, steel",35411080,1152,null,155,134,192,150,209]
[null,"TSJ MICRO PRS/TMP 2G - Internal fixture for Micro PRS/TMP logger 2nd Gen.",35401090,1477,null,199,172,246,192,269]
[null,"Distance Piece for both Pro, Mini & Micro Internal fixture, for different measuring depths"]
[null,"TKK10PROL0XX STAKE f. FIXTURE","354500XX",293,null,39,34,49,38,53]
[null,"INTERNAL FIXTURE"]
[null,"(sample of the packaging necessary)"]
[null,"TBJ BOTTLE/CAN - Internal fixture for Bottle & Can",35000109,1691,null,228,197,282,220,307]
[null,"TPJ FLAT POUCHES - Internal fixture for flat pouches",35000113,1471,null,198,171,245,191,267]
[null,"PACKING GLANDS WITH STAINLESS STEEL TUBE IN SPECIAL LENGTHS"]
[null,"Please replace XXX with length (min. 27 mm)"]
[null,"GKJ21009CXXX PACKING GLAND","35901XXX",770,null,104,90,128,100,140]
[null,"PACKING GLANDS FOR AMPOULES AND VIALS"]
[null,"Packing gland for ampoules\nYY: please specify ampoule diameter (11, 15, 22)\nXX: please specify size of ampoule (1, 2, 3, 5, 10, 20, 25, 30 ml)"]
[null,"GNK210YYC0XX PACKING GLAND","2590002X",1421,null,191,165,237,185,258]
[null,"Silicone rubber packing, 10 pcs.",25810080,437,null,59,51,73,57,79]
[null,"GLJ25050C005 PACKING GLAND for plastic vials",25810708,1118,null,150,130,186,145,203]
[null,"LYOSTOPPERS FOR TSP LOGGERS"]
[null,"Diameter: 13 or 20mm"]
[null,"LYO 13 mm for ø1,2mm sensor",35903200,1108,null,149,129,185,144,201]
[null,"LYO 20 mm for ø1,2mm sensor",35903201,1108,null,149,129,185,144,201]
[null,"LYO 13 mm for ø1,8 flex sensor",35903204,1108,null,149,129,185,144,201]
[null,"LYO 20 mm for ø1,8 flex sensor",35903205,1108,null,149,129,185,144,201]
[null,"PACKING GLANDS FOR IV-BAGS, PLAST BARRELS"]
[]
[null,"GLK20050C005 - Packing Gland for plast ampoules, syringe barrels, with cone in PEEK",25810707,1118,null,150,130,186,145,203]
[null,"SPACE BARS IN SPECIAL LENGTHS"]
[null,"Please replace XXX with length in mm."]
[null,"GKJ31008JXXX - Space bar in stainless steel.","25903XXX",372,null,50,43,62,48,68]
[null,"Please replace XXX with length in mm. (min. 10mm length)"]
[null,"GKK31008KXXX - Space bar in PEEK.","259040XX",320,null,43,37,53,42,58]
[null,"SPACE BARS IN STANDARD LENGTHS"]
[]
[null,"GKJ31008J010 - 10 mm space bar in stainless steel",25903010,255,null,34,30,43,33,46]
[null,"GKJ31008J015 - 15 mm space bar in stainless steel",25903015,289,null,39,34,48,38,53]
[null,"GKK31008K010 - 10 mm space bar in PEEK",25904010,210,null,28,24,35,27,38]
[null,"GKK31008K015 - 15 mm space bar in PEEK",25904015,210,null,28,24,35,27,38]
[null,"GKK31008K020 - 20 mm space bar in PEEK",25904020,210,null,28,24,35,27,38]
[null,"GKK31008K025 - 25 mm space bar in PEEK",25904025,210,null,28,24,35,27,38]
[null,"GKK31008K030 - 30 mm space bar in PEEK",25904030,210,null,28,24,35,27,38]
[null,"GKK31008K035 - 35 mm space bar in PEEK",25904035,210,null,28,24,35,27,38]
[null,"GKK31008K040 - 40 mm space bar in PEEK",25904040,210,null,28,24,35,27,38]
[null,"GKK31008K045 - 45 mm space bar in PEEK",25904045,210,null,28,24,35,27,38]
[null,"GKK31008K050 - 50 mm space bar in PEEK",25904050,210,null,28,24,35,27,38]
[null,"Rubber washers for space bar"]
[null,"GKK49006U - Rubber Washer White, PEEK, 10 pcs.",25900057,100,null,13,12,17,13,18]
[null,"GKJ37007U - Rubber Washer Red, PEEK, 10 pcs",25900056,100,null,13,12,17,13,18]
[null,"DISTANCE PIECES"]
[null,"Please replace XXX with length. From 10 - 150 mm in steps of 5 mm."]
[null,"GEM21008KXXX - Distance piece","258102XX",326,null,44,38,54,42,59]
[null,"Distance piece for use with GKJ.\nPlease replace XXX with length. From 10 - 150 mm in steps of 5 mm."]
[null,"GEM31008KXXX - Distance piece","259011XX",326,null,44,38,54,42,59]
[null,"RUBBER PACKINGS FOR MOUNTING IN AUTOCLAVES - SKY"]
[null,"for autoclave packing glands, type GRJ, GQJ and GSJ"]
[null,"GQJ60024S001 - Rubber packing ½\" with 1 hole for Sky Antenna",25800088,565,null,76,66,94,73,103]
[null,"GRJ60027S001 - Rubber packing 3/4\" with 1 hole for Sky Antenna",25800090,565,null,76,66,94,73,103]
[]
[null,"TOOLS"]
[null,"CUTTING TOOLS AND SPANNERS"]
[null,"TC35 - Bending tool for SemiFlex",25000104,490,null,66,57,82,64,89]
[null,"TC 25 - Cutting tool for HUJ and GUJ",25000009,392,null,53,46,65,51,71]
[null,"TC 26 - ELLAB Spanner for HUJ and GUJ",25000014,1345,null,181,156,224,175,245]
[null,"TC 41 - Pre-perforator for TC 40S below",25000010,669,null,90,78,112,87,122]
[null,"TC 40S - Cutting tool for metal containers",25000044,2147,null,289,250,358,279,390]
[null,"TC 42 - Cutting tool for plast containers, ø8 mm",25000012,274,null,37,32,46,36,50]
[null,"TC 89 - Can punch for all kinds of containers",25000018,7136,null,960,830,1189,927,1297]
[null,"SENSOR REMOVAL TOOL"]
[null,"Sensor Removal Tool",25000027,1686,null,227,196,281,219,307]
[null,"FRIGO UX SKY REMOVAL TOOL, 30 mm",25000107,1671,null,225,194,279,217,304]
[]
[null,"SUITCASES & FLIGHTCASES"]
[null,"SMALL SUITCASES"]
[null,"Dimensions: 34 x 27.5 x 8.3 cm"]
[null,"Suitcase for TSP 22 loggers and sensors (small)",21203061,2229,null,300,259,372,289,405]
[null,"Suitcase for loggers etc.",21203010,970,null,131,113,162,126,176]
[null,"LARGE SUITCASES"]
[null,"Dimensions: 45 x 36 x 10.6 cm"]
[null,"Standard suitcase TS PRO Equipment and 22 Loggers",21203050,3104,null,418,361,517,403,564]
[null,"Suitcase for TSP SKY access point and 22 loggers & SKY module",21203052,3104,null,418,361,517,403,564]
[null,"Suitcase for TS Pro 44 loggers and sensors",21203051,3580,null,482,416,597,465,651]
[null,"SUITCASE FRIGO UX SKY",21203001,3104,null,418,361,517,403,564]
[null,"SUITCASE FRIGO UX SKY + Readerstation",21203002,3104,null,418,361,517,403,564]
[null,"FLIGHTCASES"]
[null,"For Demo Kit"]
[null,"Flight case EVPP/TSP/LYO/TVP",21206003,13413,null,1805,1560,2236,1742,2439]
[null,"Flightcase EVPP/TSP/LYO/TVP - Additional Layer",21206004,643,null,87,75,107,84,117]
[]
[]
[null,"* Prices for Optional Additional Software Drivers, Software Upgrades and Extra Software Licenses can be found under the ValSuite-tab"]

{"sheet":"TrackSense LyoPro","index":1,"n_rows":73,"n_cols":10,"rows_kept":73,"cut":false,"hidden":false,"merged":[[0,8,1,9],[72,1,72,9],[71,1,71,9],[8,1,8,9],[29,1,29,9],[43,1,43,9],[69,1,69,9],[70,1,70,9],[57,1,57,9]]}
[null,"Ellab Validation Solutions",null,null,null,null,null,null,{"$error":"#VALUE!"}]
[null,"Parts List: TrackSense LyoPro"]
[null,"Validation Pricing Ver. 02 - March 2026"]
[null,"1 January 2026 to 31 December 2026"]
[null,null,null,null,null,"DKK/€","DKK/£","DKK/$","DKK/CHF","DKK/Japan US"]
[null,null,null,null,null,7.43,8.6,6,7.7,5.5]
[null,"Description","Ellab Ordering\nCode","RRP DKK","Discount","RRP €","RRP £","RRP US$","RRP CHF","Japan US$"]
[null,"TRACKSENSE LYOPRO READER STATION AND ACCESS POINT"]
[]
[null,"TrackSense® LyoPro Reader Station incl. 1 ValSuite Pro",31200000,102508,null,13797,11920,17085,13313,18638]
[null,"TrackSense® LyoPro Access Point",31206000,41006,null,5519,4768,6834,5325,7456]
[null,"TS LyoPro Dual Internal Antenna",31206010,12506,null,1683,1454,2084,1624,2274]
[]
[null,"TRACKSENSE LYOPRO LOGGER"]
[null,"Logger incl. sensor and 1 battery\nStandard Calibration Points: -60, -30, 0, 30, 60 C"]
[null,"TS LyoPro Logger with 30 cm TC Sensor AWG 30",31201000,27340,null,3680,3179,4557,3551,4971]
[null,"TS LyoPro Logger with 50 cm TC Sensor AWG 30",31201050,27340,null,3680,3179,4557,3551,4971]
[]
[null,"CONSUMABLES"]
[null,"BATTERIES"]
[null,"High Performance Battery for LyoPro Loggers\nNote: Dangerous Goods fee might apply when shipping batteries"]
[null,"TSL BATTERY with Activator",31200050,1022,null,138,119,170,133,186]
[null,"TSL BATTERY without Activator",31200051,766,null,103,89,128,99,139]
[null,"TC SENSOR"]
[null,"TS PRO Thermocouple, 30 cm",35123523,437,null,59,51,73,57,79]
[null,"O-RING"]
[null,"O-RING FOR LYOPRO, 1 pc.",31209111,21,null,3,2,4,3,4]
[]
[null,"TRACKSENSE LYOPRO ACCESSORIES LOGGER NEST"]
[null,"Accessories for ISO Standard Vials"]
[null,"Logger Nest for vial type 2R",31203021,597,null,80,69,100,78,109]
[null,"Logger Nest for vial type 4R",31203041,616,null,83,72,103,80,112]
[null,"Logger Nest for vial type 6R",31203061,727,null,98,85,121,94,132]
[null,"Logger Nest for vial type 8R",31203081,694,null,93,81,116,90,126]
[null,"Logger Nest for vial type 10R",31203101,770,null,104,90,128,100,140]
[null,"Logger Nest for vial type 15R",31203151,1082,null,146,126,180,141,197]
[null,"Logger Nest for vial type 20R",31203201,995,null,134,116,166,129,181]
[null,"Logger Nest for vial type 25R",31203251,1384,null,186,161,231,180,252]
[null,"Logger Nest for vial type 30R",31203301,1809,null,243,210,302,235,329]
[null,"Logger Nest for vial type 50R",31203501,1842,null,248,214,307,239,335]
[null,"Logger Nest for vial type 100R",31203001,1891,null,255,220,315,246,344]
[]
[null,"TRACKSENSE LYOPRO STOPPER CLIP"]
[null,"Accessories for ISO Standard Vials"]
[null,"StopperClip 2R",31208023,2204,null,297,256,367,286,401]
[null,"StopperClip 4R",31208043,2204,null,297,256,367,286,401]
[null,"StopperClip 6R",31208063,2204,null,297,256,367,286,401]
[null,"StopperClip 8R",31208083,2204,null,297,256,367,286,401]
[null,"StopperClip 10R",31208103,2204,null,297,256,367,286,401]
[null,"StopperClip 15R",31208153,2367,null,319,275,395,307,430]
[null,"StopperClip 20R",31208203,2367,null,319,275,395,307,430]
[null,"StopperClip 25R",31208253,2367,null,319,275,395,307,430]
[null,"StopperClip 30R",31208303,2367,null,319,275,395,307,430]
[null,"StopperClip 50R",31208503,2528,null,340,294,421,328,460]
[null,"StopperClip 100R",31208003,2528,null,340,294,421,328,460]
[]
[null,"TRACKSENSE LYOPUCK"]
[]
[null,"LyoPuck for shelf measurement",31200080,1265,null,170,147,211,164,230]
[]
[null,"SUITCASES"]
[null,"SMALL SUITCASES"]
[null,"Dimensions: 34 x 27.5 x 8.3 cm"]
[null,"Suitcase for 52 LyoPro Loggers",31209100,3220,null,433,374,537,418,585]
[null,"LARGE SUITCASES"]
[null,"Dimensions: 45 x 36 x 10.6 cm"]
[null,"Suitcase for 80 LyoPro Loggers",31209101,3815,null,513,444,636,495,694]
[]
[]
[null,"* TraceSense LyoPro Connecting Clip, Buffer Clip and LyoStoppers for ISO vials 2R to 100R can still be purchased"]
[null,"* TraceSense LyoPro Accessories Vial Adapt Packages, which contains Logger Nest, Connecting Clip, Buffer Clip and LyoStopper can still be purchased"]
[null,"* Price for ValSuite OPC can be found under the ValSuite-tab "]
[null,"* Price for additional TC Sensors, please see TrackSense Pro Low Temperature Sensors"]

{"sheet":"TrackSense Lab","index":2,"n_rows":27,"n_cols":10,"rows_kept":27,"cut":false,"hidden":false,"merged":[[9,1,9,9],[14,1,14,9],[0,8,1,9]]}
[null,"Ellab Validation Solutions",null,null,null,null,null,null,{"$error":"#VALUE!"}]
[null,"Parts List: TrackSense Lab"]
[null,"Validation Pricing Ver. 02 - March 2026"]
[null,"1 January 2026 to 31 December 2026"]
[null,null,null,null,null,"DKK/€","DKK/£","DKK/$","DKK/CHF","DKK/Japan US"]
[null,null,null,null,null,7.43,8.6,6,7.7,5.5]
[null,"Description","Ellab Ordering\nCode","RRP DKK","Discount","RRP €","RRP £","RRP US$","RRP CHF","Japan US$"]
[null,"DATA LOGGERS"]
[null,"TEMPERATURE"]
[null,"Logger incl. sensor and 1 battery\nQuantity discount: 5% at more than 10 units, 10% at more than 25 units, 15% at more than 50 units"]
[null,"TrackSense Lab Logger, -30 to +100°C, with alarm indicator, with internal sensor",36303000,9146,null,1231,1063,1524,1188,1663]
[null,"TrackSense Lab Logger, -30 to +100°C, with alarm indicator, with 35 mm sensor",36303035,9606,null,1293,1117,1601,1248,1747]
[null,"TrackSense Lab Quad Logger with 4 channels 1,8 mm Teflon Sensors. Length 50 cm. -30 to +100°C",36303200,28968,null,3899,3368,4828,3762,5267]
[null,"RELATIVE HUMIDITY"]
[null,"Logger incl. sensor and 1 battery.\nRequires ValSuite 5.2.0.10 or later. \nQuantity discount: 5% at more than 10 units, 10% at more than 25 units, 15% at more than 50 units"]
[null,"TrackSense Lab Data Logger - Relative Humidity & Temperature Sensor (ex LED)",36303100,14062,null,1893,1635,2344,1826,2557]
[null,"SKY MODULE"]
[]
[null,"SKY MODULE LAB 3G",31190520,4176,null,562,486,696,542,759]
[]
[null,"CONSUMABLES"]
[null,"BATTERIES"]
[null,"High Performance Battery for Pro, Basic, Compact and Lab Loggers\nNote: Dangerous Goods fee might apply when shipping batteries"]
[null,"TSP BATTERY with Activator",35900050,1022,null,138,119,170,133,186]
[null,"TSP BATTERY without Activator",35900051,766,null,103,89,128,99,139]
[null,"O-RING"]
[null,"O-ring for TSP & TS Mini Logger, set of 10 pcs.",35900010,137,null,18,16,23,18,25]

{"sheet":"SteriSense","index":3,"n_rows":28,"n_cols":10,"rows_kept":28,"cut":false,"hidden":false,"merged":[[8,1,8,9],[12,1,12,2],[26,1,26,2],[22,1,22,2],[0,8,1,9]]}
[null,"Ellab Validation Solutions",null,null,null,null,null,null,{"$error":"#VALUE!"}]
[null,"Parts List: SteriSense"]
[null,"Validation Pricing Ver. 02 - March 2026"]
[null,"1 January 2026 to 31 December 2026"]
[null,null,null,null,null,"DKK/€","DKK/£","DKK/$","DKK/CHF","DKK/Japan US"]
[null,null,null,null,null,7.43,8.6,6,7.7,5.5]
[null,"Description","Ellab Ordering\nCode","RRP DKK","Discount","RRP €","RRP £","RRP US$","RRP CHF","Japan US$"]
[null,"STERISENSE READER STATION AND SOFTWARE"]
[null,"Including: USB cable, Carrying Case and license for 1 computer "]
[null,"STERISENSE PRO SINGLE READER STATION",32189001,30241,null,4070,3516,5040,3927,5498]
[]
[null,"STERISENSE UNITS"]
[null,"Calibration points: 25°C, 70°C, 140°C / 50, 1000, 3000 mBar\nOnly for 134°C and Medical customers.\nRequires SteriSense Software or ValSuite Medical/ Plus version 5.3 or later."]
[null,"SteriSense Unit (Logger, Battery, Sensor, Protective Adaptor & PCD)",31193100,27094,null,3647,3150,4516,3519,4926]
[null,"Process Challenge Device (PCD)",35000500,2205,null,297,256,368,286,401]
[]
[null,"CONSUMABLES"]
[null,"BATTERIES"]
[null,"Note: Dangerous Goods fee might apply when shipping batteries"]
[null,"TSP Battery 150L with Activator. Only for Compact Ultra X and TS Pro XL logger",35900055,1022,null,138,119,170,133,186]
[]
[null,"EXTRA SOFTWARE LICENCES"]
[null,"When ordering, please state full legal customer name and present serial number or license key of software"]
[null,"Extra ValSuite SteriSense License, 10 pcs.",35550091,30225,null,4068,3515,5038,3925,5495]
[]
[null,"CALIBRATION"]
[]
[null,"Calibration of SteriSense Unit - max 1000 test cycles",9000140,6454,null,869,750,1076,838,1173]

{"sheet":"E-Val Pro","index":4,"n_rows":168,"n_cols":10,"rows_kept":168,"cut":false,"hidden":false,"merged":[[167,1,167,9],[110,1,110,4],[99,1,99,9],[104,1,104,9],[8,1,8,9],[32,1,32,9],[41,1,41,9],[46,1,46,9],[49,1,49,9],[51,1,51,9],[53,1,53,9],[76,1,76,9],[90,1,90,9],[47,1,47,2],[0,8,1,9],[117,1,117,4],[154,1,154,4],[113,1,113,9],[122,1,122,4],[12,1,12,9]]}
[null,"Ellab Validation Solutions",null,null,null,null,null,null,{"$error":"#VALUE!"}]
[null,"Parts List: E-Val Pro"]
[null,"Validation Pricing Ver. 02 - March 2026"]
[null,"1 January 2026 to 31 December 2026"]
[null,null,null,null,null,"DKK/€","DKK/£","DKK/$","DKK/CHF","DKK/Japan US"]
[null,null,null,null,null,7.43,8.6,6,7.7,5.5]
[null,"Description","Ellab Ordering\nCode","RRP DKK","Discount","RRP €","RRP £","RRP US$","RRP CHF","Japan US$"]
[null,"E-VAL PRO VALIDATION SYSTEM"]
[null,"System including:\n- E-VAL PRO PLUS Master, 10” touch color display, 0-52 ch (without sensor arrays), 12 hours rechargeable battery, including ValSuite Pro software with license for 2 computers. \n- The software is validated, 21 CFR part 11 compliant and developed according to GAMP.\n- Power Cable and Carrying Case included."]
[null,"E-VAL PRO PLUS",21602020,156465,null,21059,18194,26078,20320,28448]
[]
[null,"E-VAL PRO VALIDATION SYSTEM WITHOUT SOFTWARE"]
[null,"System including:\n- E-VAL PRO PLUS Master, 10” touch color display, 0-52 ch (without sensor arrays), 12 hours rechargeable battery. \n- Power Cable and Carrying Case included.\n- For Existing Customers Only. "]
[null,"E-Val Pro Plus wired validation system without software",21602021,118446,null,15942,13773,19741,15383,21536]
[]
[null,"E-VAL PRO SENSOR ARRAYS"]
[null,"Including Calibration"]
[null,"E-Val Pro 12 channel Galvanic Insulated TC sensor array",21600013,30474,null,4101,3543,5079,3958,5541]
[null,"E-Val Pro 4 channel Galvanic Insulated TC sensor array",21600014,11612,null,1563,1350,1935,1508,2111]
[null,"E-VAL Pro 12 channel TC sensor array",21600010,21771,null,2930,2532,3629,2827,3958]
[null,"E-VAL Pro 4 channel Multipurpose 4-20 mA/0-10V sensor array",21600011,7766,null,1045,903,1294,1009,1412]
[]
[null,"SENSOR PLUGS WITH SCREW TERMINALS"]
[]
[null,"E-VAL Pro Sensor Plug with screw terminals (TC - thermocouples type T)",25106000,1195,null,161,139,199,155,217]
[null,"E-VAL Pro Sensor Plug with screw terminals (TC), set of 50 pcs.",25106002,50307,null,6771,5850,8385,6533,9147]
[null,"E-VAL Pro Sensor Plug with screw terminals , 4-20 mA",25106003,2001,null,269,233,334,260,364]
[null,"E-VAL Pro Sensor Plug with screw terminals, 0-10V",25106004,2001,null,269,233,334,260,364]
[null,"E-VAL Pro Sensor Plug Digital Input",25106005,1706,null,230,198,284,222,310]
[null,"E-Val Pro Sensor Plug Poly with screw terminals for thermocouples type K,J,N",25106007,1195,null,161,139,199,155,217]
[]
[null,"PRESSURE MEASUREMENT WITH SENSOR INTERFACE"]
[null,"The interface has an operating temperature of -40 to +125°C (cable limited to -40° to 70°C) a pressure range of 0.001 mBar to 10 Bar and a 5 m cable"]
[null,"EVP sensor interface",25106008,5840,null,786,679,973,758,1062]
[null,"TS PRO Pressure Sensor, 4 bar, SKY",35127024,13219,null,1779,1537,2203,1717,2403]
[null,"EVP sensor interface adaptor 1/2\"",21412011,908,null,122,106,151,118,165]
[null,"EVP sensor interface adaptor 3/4\"",21412012,908,null,122,106,151,118,165]
[null,"1½\" Flange Adaptor (DN40) with ½\" internal thread",21412007,2338,null,315,272,390,304,425]
[null,"1½\" Flange Adaptor (DN40) with 3/4\" internal thread",21412004,2338,null,315,272,390,304,425]
[]
[null,"SPARES FOR PAJDIGITALC030 PRESSURE KIT"]
[]
[null,"Pressure connection kit for containers",21412005,5456,null,734,634,909,709,992]
[null,"Internal capillary tube",25520027,1509,null,203,175,252,196,274]
[]
[null,"STRUCTURE OF TYPE DESIGNATION FOR PROBES WITH SMART USB CONNECTOR"]
[null,"As standard, probes are NOT calibrated\nType designation example:\nSSA = Description of electrode built-up. 12100=Electrode dimension in mm (1,2 dia x 100). P = Plug type (Smart USB connector)\n700 = Length of cable. Up to 9 m in cm and more than 10 m in meters. Available in full meters only.\nTS = Type of cable. TS = Silicone cable. TF = PTFE cable."]
[null,"ADDITIONAL PRICE FOR SPECIAL CABLE LENGTH FOR PROBES\nFrom 7 m, per meter:  When ordering special length, please remember to specify the type designation."]
[null,"SSA12100PXXXTS","251060XX",131,null,18,15,22,17,24]
[null,"ADDITIONAL PRICE FOR SPECIAL ELECTRODE LENGTH FOR PROBES\nWhen ordering special length, please remember to specify the type designation. Standard lenghts of electrode are: 50, 80, 100 and 115 mm"]
[null,"SSA12XXXP700TS","25106XXX",289,null,39,34,48,38,53]
[null,"ADDITIONAL PRICE FOR STANDARD REINFORCEMENTS"]
[null,"SSA12100X700TS-XX","251XXXXX",515,null,69,60,86,67,94]
[null,"ADDITIONAL PRICE FOR NON-STANDARD REINFORCEMENT -33 (1500 mm spring) AND REINFORCEMENT -20 (Transparent Silicone Hose in full cable lenght)"]
[null,"SSA12100X700TS-33 AND -20","25XXXXXX",1611,null,217,187,269,209,293]
[]
[null,"THERMOCOUPLE PROBES WITH SMART USB CONNECTOR"]
[null,"THERMOCOUPLE PROBES WITH SMART USB CONNECTOR"]
[null,"Length 7 meter\nMeasuring point 4 mm from tip\nAs standard, probes are NOT calibrated"]
[null,"SSA Probe, Needle 1,2 dia x 50 mm, rounded point, 7 meter",25106013,2348,null,316,273,391,305,427]
[null,"SSA Probe, Needle 1,2 dia x 80 mm, rounded point, 7 meter",25106014,2348,null,316,273,391,305,427]
[null,"SSA Probe, Needle 1,2 dia x 100 mm, rounded point, 7 meter",25106015,2348,null,316,273,391,305,427]
[null,"SSA Probe, Needle 1,2 dia x 115 mm, rounded point, 7 meter",25106016,2348,null,316,273,391,305,427]
[null,"STC THERMOCOUPLE PROBES WITH SMART USB CONNECTOR"]
[null,"Moist and heat resistant probe.\nLength 7 meter\nAs standard, probes are NOT calibrated"]
[null,"STC - Flexible PTFE probe ø3,2 mm x 7 meter cable, up to +200 °C",25106023,1441,null,194,168,240,187,262]
[null,"STC - Flexible PTFE probe ø2,2 mm x 7 meter cable, up to +200 °C",25106024,1465,null,197,170,244,190,266]
[null,"STC - Flexible PTFE probe ø3,2 mm x 7 meter cable, without plug, up to +200°C",25101559,1086,null,146,126,181,141,197]
[null,"HIGH TEMPERATURE PROBES WITH SMART USB CONNECTOR"]
[null,"For hot air measurements. \nLength 7 meter.\nAs standard, probes are NOT calibrated\nShort term: Max 30 minutes at the specified temperature."]
[null,"STC - Flexible Kapton Probe, 7 meter, up to +260°C (+350°C short term), 3 strand cable",25106011,1561,null,210,182,260,203,284]
[null,"STC - Flexible Kapton Probe, 7 meter, up to +260°C (+350°C short term), 7 strand cable",25106012,1686,null,227,196,281,219,307]
[null,"SSU - High Temperature Probe, metal sheathed, up to +300°C (+400°C short term)",25106018,2627,null,354,305,438,341,478]
[]
[null,"FEED THROUGH SYSTEM FOR STC PROBES"]
[null,"FEED THROUGHS"]
[]
[null,"Feed Through 1.5\" Flange up to 20 TCs incl. silicone disc set",21412021,15141,null,2038,1761,2524,1966,2753]
[null,"Feed Through 1.5\" Flange up to 50 TCs incl. silicone disc set",21412022,21348,null,2873,2482,3558,2772,3881]
[null,"ACCESSORIES"]
[null,"Tri Clamp 1½ \"",21412024,547,null,74,64,91,71,99]
[null,"Gasket for Tri Clamp 1½\"",21412025,96,null,13,11,16,12,17]
[null,"Silicone disc set for FT 20",21412031,1143,null,154,133,191,148,208]
[null,"T-Piece adaptor 1½\"  with Digital Pressure sensor adaptor, 3 pcs TriClamps, Gaskets, and 1 lid",21412033,18468,null,2486,2147,3078,2398,3358]
[null,"T-Piece adaptor 1 ½\"",21412023,13822,null,1860,1607,2304,1795,2513]
[null,"Lid for T-Piece",21412026,408,null,55,47,68,53,74]
[null,"1½\" Flange Adaptor (DN40) with ½\" internal thread",21412007,2338,null,315,272,390,304,425]
[]
[null,"RUBBER PACKINGS FOR AUTOCLAVE PACKING GLANDS"]
[null,"RUBBER PACKINGS FOR AUTOCLAVE PACKING GLANDS - FOR SILICONE CABLES"]
[null,"Hole diameter: 4mm"]
[null,"GQJ40024S004 - Rubber Packing with 4 holes, ½\"",25800003,145,null,20,17,24,19,26]
[null,"GRJ40027S004 - Rubber Packing with 4 holes, ¾\"",25800007,145,null,20,17,24,19,26]
[null,"GRJ40027S006 - Rubber packing with 6 holes, ¾\"",25800008,183,null,25,21,31,24,33]
[null,"GRJ40027S008 - Rubber Packing with 8 holes, ¾\"",25800018,218,null,29,25,36,28,40]
[null,"GSJ40036S012 - Rubber Packing with 12 holes, 1\"",25800025,404,null,54,47,67,52,73]
[null,"GSJ40036S016 - Rubber packing with 16 holes, 1\"",25800057,404,null,54,47,67,52,73]
[null,"Channel Blocker for rubber packings with ø4 mm holes",25800103,35,null,5,4,6,5,6]
[null,"RUBBER PACKINGS FOR AUTOCLAVE PACKING GLANDS - FOR PTFE CABLES"]
[null,"Hole diameter: 2mm"]
[null,"GQJ20024S008 - Rubber Packing with 8 holes, ½\"",25800064,565,null,76,66,94,73,103]
[null,"GRJ20027S016 - Rubber Packing with 16 holes, ¾\"",25800065,565,null,76,66,94,73,103]
[null,"Channel Blocker for rubber packings with ø2 mm holes",25800104,35,null,5,4,6,5,6]
[null,"RUBBER PACKINGS FOR AUTOCLAVE PACKING GLANDS - SPECIAL "]
[]
[null,"GQJ00024S - Rubber packing without holes, ½\"",25800004,69,null,9,8,12,9,13]
[null,"GRJ00027S - Rubber packing without holes, ¾\"",25800009,69,null,9,8,12,9,13]
[]
[null,"ACCESSORIES FOR PROBES"]
[null,"O-RINGS"]
[null,"Black O-ring/rubber washer for TSP rigid sensors with thread, GEJ-C packing gland, SSA probes and stainless steel space bar, 10 pcs"]
[null,"GEJ37007U RUBBER WASHER",25810022,100,null,13,12,17,13,18]
[null,"ID LABELS"]
[null,"Shrink tube ID-labels for STC thermocouples, yellow with black text. Max. temp. +200°C"]
[null,"ID-LABEL 1-16 - Shrink tube ID-labels for STC thermocouples",25105999,553,null,74,64,92,72,101]
[null,"SHRINK TUBE ID-LABELS 1-52 Y/B",25105995,1038,null,140,121,173,135,189]
[null,"CONTACK PUCKS"]
[null,"Overall dimension ø34 mm x 12 mm , Stainless Steel AISI 316L , Hole dimension ø 3.5 mm"]
[null,"CONTACT PUCK FOR STC",35900072,672,null,90,78,112,87,122]
[]
[null,"PACKING GLANDS"]
[null,"PACKING GLANDS FOR DIFFERENT CONTAINERS"]
[null,"Internal fixture for flat pouches  (sample of the packaging necessary)"]
[null,"TPJ FLAT POUCHES - Internal fixture for flat pouches",35000113,1471,null,198,171,245,191,267]
[null,"PACKING GLANDS FOR AMPOULES AND VIALS"]
[null,"Packing gland for ampoules.\nYY: please specify ampoule diameter (11, 15, 22)\nXX: please specify size of ampoule (1, 2, 3, 5, 10, 20, 25, 30 ml)"]
[null,"GNK130YYC0XX Packing Gland","2581000X",1421,null,191,165,237,185,258]
[null,"Silicone rubber packing, 10 pcs.",25810080,437,null,59,51,73,57,79]
[null,"PACKING GLANDS FOR BOTTLES"]
[null,"GVK42C - Packing gland for bottle. Sample of bottle necessary","2590XXXX",5248,null,706,610,875,682,954]
[]
[null,"DISTANCE PIECES"]
[null,"Please replace XXX with length. From 10 - 150 mm in steps of 5 mm."]
[null,"GEM21008KXXX - Distance piece","258102XX",326,null,44,38,54,42,59]
[]
[null,"SPACE BARS"]
[null,"SPACE BARS IN SPECIAL LENGTHS"]
[null,"Please replace XXX with length in mm."]
[null,"GKJ31008JXXX - Space bar in stainless steel.","25903XXX",372,null,50,43,62,48,68]
[null,"Please replace XXX with length in mm. (min. 10mm length)"]
[null,"GKK31008KXXX - Space bar in PEEK.","259040XX",320,null,43,37,53,42,58]
[null,"SPACE BARS IN STANDARD LENGTHS"]
[]
[null,"GKJ31008J010 - 10 mm space bar in stainless steel",25903010,255,null,34,30,43,33,46]
[null,"GKJ31008J015 - 15 mm space bar in stainless steel",25903015,289,null,39,34,48,38,53]
[null,"GKK31008K010 - 10 mm space bar in PEEK",25904010,210,null,28,24,35,27,38]
[null,"GKK31008K015 - 15 mm space bar in PEEK",25904015,210,null,28,24,35,27,38]
[null,"GKK31008K020 - 20 mm space bar in PEEK",25904020,210,null,28,24,35,27,38]
[null,"GKK31008K025 - 25 mm space bar in PEEK",25904025,210,null,28,24,35,27,38]
[null,"GKK31008K030 - 30 mm space bar in PEEK",25904030,210,null,28,24,35,27,38]
[null,"GKK31008K035 - 35 mm space bar in PEEK",25904035,210,null,28,24,35,27,38]
[null,"GKK31008K040 - 40 mm space bar in PEEK",25904040,210,null,28,24,35,27,38]
[null,"GKK31008K045 - 45 mm space bar in PEEK",25904045,210,null,28,24,35,27,38]
[null,"GKK31008K050 - 50 mm space bar in PEEK",25904050,210,null,28,24,35,27,38]
[null,"Black O-ring/rubber washer for TSP rigid sensors with thread, GEJ-C packing gland, SSA probes and stainless steel space bar, 10 pcs"]
[null,"GEJ37007U RUBBER WASHER",25810022,100,null,13,12,17,13,18]
[]
[null,"SUITCASES & FLIGHTCASES"]
[null,"SMALL SUITCASES"]
[null,"Dimensions: 34 x 27.5 x 8.3 cm"]
[null,"Suitcase for 100 pcs. EVP Screw Terminal USB Plugs (small)",21206002,2249,null,303,262,375,292,409]
[null,"FLIGHTCASES"]
[null,"For Demo Kit"]
[null,"Flight case EVPP/TSP/LYO/TVP",21206003,13413,null,1805,1560,2236,1742,2439]
[null,"Flightcase EVPP/TSP/LYO/TVP - Additional Layer",21206004,643,null,87,75,107,84,117]
[]
[]
[null,"* Prices for Optional Additional Software Drivers, Software Upgrades and Extra Software Licenses can be found under the ValSuite-tab"]

{"sheet":"ValSuite 6","index":5,"n_rows":86,"n_cols":10,"rows_kept":86,"cut":false,"hidden":false,"merged":[[72,1,72,2],[0,8,1,9]]}
[null,"Ellab Validation Solutions",null,null,null,null,null,null,{"$error":"#VALUE!"}]
[null,"Parts List: ValSuite 6"]
[null,"Validation Pricing Ver. 02 - March 2026"]
[null,"1 January 2026 to 31 December 2026"]
[null,null,null,null,null,"DKK/€","DKK/£","DKK/$","DKK/CHF","DKK/Japan US"]
[null,null,null,null,null,7.43,8.6,6,7.7,5.5]
[null,"Description","Ellab Ordering\nCode","RRP DKK","Discount","RRP €","RRP £","RRP US$","RRP CHF","Japan US$"]
[null,"VALSUITE 6 - SOFTWARE UPDATES"]
[null,"All updates include license for 2 Computers.\nOne Master Reader Station can be installed on 2 computers.\nWhen ordering, please inform present serial number or licence key of software."]
[null,"VALSUITE BASIC"]
[null,"VALSUITE 2.X TO VAL 6.X",35550006,16580,null,2231,1928,2763,2153,3015]
[null,"VALSUITE 3.X TO VAL 6.X",35550013,8304,null,1118,966,1384,1078,1510]
[null,"VALSUITE 4.X TO VAL 6.X",35550033,4168,null,561,485,695,541,758]
[null,"VALSUITE 5.X TO VAL 6.X",35550067,2092,null,282,243,349,272,380]
[null,"VALSUITE 6.X TO VAL 6.X",35550056,2092,null,282,243,349,272,380]
[null,"VALSUITE 6.X.X TO 6.X.Y",35550061,0,null,0,0,0,0,0]
[null,"VALSUITE MEDICAL"]
[null,"VALSUITE MEDICAL 4.X TO 6.X",35550038,4168,null,561,485,695,541,758]
[null,"VALSUITE MEDICAL 5.X TO 6.X",35550069,2092,null,282,243,349,272,380]
[null,"VALSUITE MEDICAL 6.X TO 6.Y",35550066,2092,null,282,243,349,272,380]
[null,"VALSUITE PLUS"]
[null,"VALSUITE PLUS 3.X TO 6.X",35550008,31277,null,4210,3637,5213,4062,5687]
[null,"VALSUITE PLUS 4.X TO 6.X",35550034,15642,null,2105,1819,2607,2031,2844]
[null,"VALSUITE PLUS 5.X TO 6.X",35550083,7842,null,1055,912,1307,1018,1426]
[null,"VALSUITE PLUS 6.X TO 6.Y",35550058,3937,null,530,458,656,511,716]
[null,"VALSUITE PLUS 6.X.X TO 6.X.Y.",35550062,0,null,0,0,0,0,0]
[null,"VALSUITE PLUS OEM 3.X TO 6.X",35550055,31277,null,4210,3637,5213,4062,5687]
[null,"VALSUITE PLUS OEM 4.X TO 6.X",35550054,15642,null,2105,1819,2607,2031,2844]
[null,"VALSUITE PLUS OEM 5.X TO 6.X",35550084,7842,null,1055,912,1307,1018,1426]
[null,"VALSUITE PLUS OEM 6.X TO 6.Y",35550060,3937,null,530,458,656,511,716]
[null,"VALSUITE PLUS OEM 6.XX TO 6.XY",35550063,0,null,0,0,0,0,0]
[null,"VALSUITE PRO"]
[null,"VALSUITE PRO 2.X TO 6.X",35550007,62531,null,8416,7271,10422,8121,11369]
[null,"VALSUITE PRO 3.X TO 6.X",35550011,31277,null,4210,3637,5213,4062,5687]
[null,"VALSUITE PRO 4.X TO 6.X",35550035,15642,null,2105,1819,2607,2031,2844]
[null,"VALSUITE PRO 5.X TO 6.X",35550081,7842,null,1055,912,1307,1018,1426]
[null,"VALSUITE PRO 6.X TO 6.Y",35550057,3937,null,530,458,656,511,716]
[null,"VALSUITE PRO 6.XX TO 6.XY",35550064,0,null,0,0,0,0,0]
[null,"VALSUITE PRO OEM 3.X TO 6.X",35550031,31277,null,4210,3637,5213,4062,5687]
[null,"VALSUITE PRO OEM 4.X TO 6.X",35550036,15642,null,2105,1819,2607,2031,2844]
[null,"VALSUITE PRO OEM 5.X TO 6.X",35550082,7842,null,1055,912,1307,1018,1426]
[null,"VALSUITE PRO OEM 6.X TO 6.Y",35550059,3937,null,530,458,656,511,716]
[null,"VALSUITE PRO OEM 6.XX TO 6.XY",35550065,0,null,0,0,0,0,0]
[null,"UPDATE OF EXTRA LICENSES"]
[null,"Update of extra licenses: \n- From ValSuite 2.X to 6.X - Cost of new license(s): 100%\n- From ValSuite 3.X to 6.X - Cost of new license(s): 100%\n- From ValSuite 4.X to 6.X - Cost of new license(s): 60%\n- From ValSuite 5.X to 6.X - Cost of new license(s): 30%\n- From ValSuite 6.X to 6.Y - Cost of new license(s): 15%\n- From ValSuite 6.XX to 6.YY - Cost of new license(s): 0%"]
[null,"LICENSE UPDATE 2 TO 6",35550072,0,null,0,0,0,0,0]
[null,"LICENSE UPDATE 3 TO 6",35550073,0,null,0,0,0,0,0]
[null,"LICENSE UPDATE 4 TO 6",35550074,0,null,0,0,0,0,0]
[null,"LICENSE UPDATE 5 TO 6",35550077,0,null,0,0,0,0,0]
[null,"LICENSE UPDATE 6.X TO 6.Y",35550075,0,null,0,0,0,0,0]
[null,"LICENSE UPDATE 6.XX TO 6.YY",35550076,0,null,0,0,0,0,0]
[]
[null,"ADDITIONAL SOFTWARE DRIVERS - OPTIONAL"]
[null,"VALSUITE OEM"]
[null,"Reference and temperature-standard drivers for ValSuite Pro and Plus Software. \nSold only in connection with ValSuite Plus and Pro System\nIncluding license for 2 Computers"]
[null,"VALSUITE PRO OEM",35550022,20944,null,2819,2435,3491,2720,3808]
[null,"VALSUITE PLUS OEM",35550024,20944,null,2819,2435,3491,2720,3808]
[null,"VALSUITE SCIENTIFIC"]
[null,"ValSuite Scientific Module.\nSold only in connection with ValSuite Basic, Plus and Pro Systems.\nIncluding license for 2 Computers."]
[null,"VALSUITE PRO SCIENTIFIC",35550085,22413,null,3017,2606,3736,2911,4075]
[null,"VALSUITE OPC"]
[null,"Sold only in connection with ValSuite Pro Systems."]
[null,"VALSUITE OPC-UA",35550110,62353,null,8392,7250,10392,8098,11337]
[]
[null,"SOFTWARE UPGRADES"]
[null,"Upgrade prices are for existing version. Therefore an update can also be necessary. \nWhen ordering, please inform present serial number or license key of software. \nAll updates include license for 2 Computers. One Master Reader Station can be installed on 2 Computers."]
[null,"From ValSuite Basic to ValSuite Pro",35550005,46445,null,6251,5401,7741,6032,8445]
[null,"From ValSuite Plus to ValSuite Pro",35550027,25544,null,3438,2970,4257,3317,4644]
[null,"From ValSuite Basic to ValSuite Plus",35550012,23873,null,3213,2776,3979,3100,4341]
[null,"Replacement of lost ValSuite CD's/USB's",35550029,1759,null,237,205,293,228,320]
[]
[null,"EXTRA SOFTWARE LICENSES"]
[null,"When ordering, please state full legal customer name and present serial number or license key of software "]
[null,"Extra Valsuite Pro License, 1 pc.",35550045,8232,null,1108,957,1372,1069,1497]
[null,"Extra Valsuite Pro License, 10 pcs.",35550048,49374,null,6645,5741,8229,6412,8977]
[null,"Extra Valsuite Pro OEM License, 1 pc.",35550046,11386,null,1532,1324,1898,1479,2070]
[null,"Extra Valsuite Pro OEM License, 10 pcs.",35550047,68196,null,9178,7930,11366,8857,12399]
[null,"Extra Valsuite Plus License, 1 pc.",35550041,4921,null,662,572,820,639,895]
[null,"Extra Valsuite Plus License, 10 pcs.",35550044,29369,null,3953,3415,4895,3814,5340]
[null,"Extra Valsuite Plus OEM License, 1 pc.",35550042,8075,null,1087,939,1346,1049,1468]
[null,"Extra Valsuite Plus OEM License, 10 pcs.",35550043,48210,null,6489,5606,8035,6261,8765]
[null,"Extra Valsuite Basic License, 1 pc.",35550037,2281,null,307,265,380,296,415]
[null,"Extra Valsuite Basic License, 10 pcs.",35550040,13585,null,1828,1580,2264,1764,2470]
[null,"Extra Valsuite Scientific License, 1 pc.",35550086,3852,null,518,448,642,500,700]
[null,"Extra Valsuite Scientific License, 10 pcs.",35550087,23066,null,3104,2682,3844,2996,4194]
[null,"Extra ValSuite SteriSense License, 10 pcs.",35550091,30225,null,4068,3515,5038,3925,5495]

{"sheet":"Val EQ - Rental","index":6,"n_rows":118,"n_cols":10,"rows_kept":118,"cut":false,"hidden":false,"merged":[[114,1,114,9],[9,1,9,9],[13,1,13,9],[17,1,17,9],[25,1,25,9],[35,1,35,9],[45,1,45,9],[54,1,54,9],[68,1,68,9],[80,1,80,9],[85,1,85,9],[90,1,90,9],[95,1,95,9],[21,1,21,9],[59,1,59,9],[50,1,50,9],[111,1,111,9],[103,1,103,9],[105,1,105,9],[109,1,109,9],[107,1,107,9],[0,8,1,9],[65,1,65,9],[75,1,75,9],[61,1,61,9],[63,1,63,9]]}
[null,"Ellab Validation Solutions",null,null,null,null,null,null,{"$error":"#VALUE!"}]
[null,"Parts List: Rental"]
[null,"Validation Pricing Ver. 02 - March 2026"]
[null,"1 January 2026 to 31 December 2026"]
[null,null,null,null,null,"DKK/€","DKK/£","DKK/$","DKK/CHF","DKK/Japan US"]
[null,null,null,null,null,7.43,8.6,6,7.7,5.5]
[null,"Description","Ellab Ordering\nCode","RRP DKK","Discount","RRP €","RRP £","RRP US$","RRP CHF","Japan US$"]
[null,"TRACKSENSE PRO"]
[null,"LAPTOP"]
[null,"All prices are per month"]
[null,"1-Month Rental: Validated Laptop",29100000,12556,null,1690,1460,2093,1631,2283]
[null,"1-Month Rental: Non-Validated Laptop with ValSuite Pro License",29100001,6703,null,902,779,1117,871,1219]
[null,"READER STATION"]
[null,"All prices are per month\nIncludes ValSuite Pro Software license for 2 Computers. The software is validated, 21 CFR part 11 compliant"]
[null,"1-Month Rental: TrackSense Pro Multi Reader Station for 4 Pro/Basic/Lab Loggers",29311001,5239,null,705,609,873,680,953]
[null,"1-Month Rental: TrackSense Pro Multi Reader Station for 4 Compact/Frigo Loggers",29310002,5239,null,705,609,873,680,953]
[null,"SKY OPTION"]
[null,"All prices are per month"]
[null,"1-Month Rental: Sky Access Point, RF Receiver, incl. USB and carrying case",29310086,4707,null,634,547,785,611,856]
[null,"1-Month Rental: Sky Module Pro 3G",29310093,921,null,124,107,154,120,167]
[null,"EXPANSION MODULES "]
[null,"All prices are per month\nRequires ValSuite 3.1 or later"]
[null,"1-Month Rental: TrackSense Pro Multi Expansion Module for 4 Pro/Basic/Lab Loggers",29311011,1053,null,142,122,176,137,191]
[null,"1-Month Rental: TrackSense Pro Multi Expansion Module for 4 Compact/Frigo Loggers",29310012,1053,null,142,122,176,137,191]
[null,"LOGGERS WITH SENSORS"]
[null,"All prices are per month.\nAll certificates up to 11 months old.\n1 Battery Included"]
[null,"1-Month Rental: TS Frigo logger -90 to +85 °C, with LED indicator and 35mm rigid sensor",29311900,1321,null,178,154,220,172,240]
[null,"1-Month Rental: TS Frigo Logger -90 to +85 C, 50 cm single SemiFlex sensor, ø1,5mm",29311901,1851,null,249,215,309,240,337]
[null,"1-Month Rental: TS Frigo Logger -90 to +85 C, w/o LED indicator, 30cm single SemiFlex sensor, ø2,0mm",29311902,1543,null,208,179,257,200,281]
[null,"1-Month Rental: Frigo UX Sky Rigid 35mm",29191210,1935,null,260,225,323,251,352]
[null,"1-Month Rental: Frigo UX Sky Rigid 100mm",29191213,1935,null,260,225,323,251,352]
[null,"1-Month Rental: Frigo UX Sky Semiflex 30cm",29191214,2232,null,300,260,372,290,406]
[null,"1-Month Rental: Frigo UX Sky Semiflex 50cm",29191215,2232,null,300,260,372,290,406]
[null,"1-Month Rental: Frigo UX Sky Pressure/Temperature",29191110,2678,null,360,311,446,348,487]
[null,"LOGGERS & SENSORS"]
[null,"All prices are per month"]
[null,"1-Month Rental: TS PRO LOGGER 3G, -50 to +150°C, includes new battery",29351230,2112,null,284,246,352,274,384]
[null,"1-Month Rental: TS PRO Single Rigid Sensor, 50 mm, rounded point",29351260,523,null,70,61,87,68,95]
[null,"1-Month Rental: TS PRO Semi Flexible Single Sensor, 50 cm.",29351261,880,null,118,102,147,114,160]
[null,"1-Month Rental: TS PRO TC sensor incl. 30 cm long Thermocouple",29351262,1016,null,137,118,169,132,185]
[null,"1-Month Rental: TS PRO Semi Flexible Double Sensor, 50 cm",29351263,1753,null,236,204,292,228,319]
[null,"1-Month Rental: TS PRO Double Flexible High Temperature Sensor, 50 cm",29351264,1638,null,220,190,273,213,298]
[null,"1-Month Rental: TS PRO Pressure Sensor, 6 bar, SKY",29351265,1510,null,203,176,252,196,275]
[null,"1-Month Rental: TS PRO Bowie Dick Sensor. incl. PCD and protective adaptor",29351267,2305,null,310,268,384,299,419]
[null,"ACCESSORIES FOR RENT"]
[null,"All prices are per month"]
[null,"1-Month Rental: Magnetic Logger Case",29159996,105,null,14,12,18,14,19]
[null,"1-Month Rental: FixPro Case",29159997,105,null,14,12,18,14,19]
[null,"1-Month Rental: Contact Puck for 0mm / Flat Sensor",29159998,105,null,14,12,18,14,19]
[null,"1-Month Rental: Contact Puck for TSP Loggers",29159999,105,null,14,12,18,14,19]
[null,"THERMAL BARRIERS FOR SINGLE OR DOUBLE HIGH TEMPERATURE SENSOR"]
[null,"1-Month Rental: TTB64-2 THERMAL BARRIER DBL., ø64 mm x 150 mm, Max. 50 minutes at +400°C",29151502,1477,null,199,172,246,192,269]
[null,"1-Month Rental: TBF40-2 THERMAL BARRIER, 40x100x153 mm, Max. 40 minutes at +400°C",29151500,1671,null,225,194,279,217,304]
[null,"MANDATORY AS FOUND CALIBRATION AFTER RETURN"]
[null,"Temperature: \"as found\" calibration certificate after return - 3 standard points."]
[null,"1-Month Rental: Mandatory Calibration TMP TSP Single Sensor",29900005,596,null,80,69,99,77,108]
[null,"1-Month Rental: Mandatory Calibration TMP TSP Frigo Single Sensor",29900006,744,null,100,87,124,97,135]
[null,"1-Month Rental: Mandatory Calibration TMP TSP Dual Sensor",29900037,892,null,120,104,149,116,162]
[null,"1-Month Rental: Mandatory Calibration TMP TC Sensor",29900007,1194,null,161,139,199,155,217]
[null,"Pressure: \"as found\" calibration certificate after return - standard points."]
[null,"1-Month Rental: Mandatory Calibration PRS TSP Sensor",29900022,992,null,134,115,165,129,180]
[null,"CO2: \"as found\" calibration certificate after return - standard points."]
[null,"1-Month Rental: Mandatory Calibration CO2 TSP Sensor",29900067,744,null,100,87,124,97,135]
[null,"Relative Humidity: \"as found\" calibration certificate after return - standard points."]
[null,"1-Month Rental: Mandatory Calibration RH/TMP TSP Sensor",29900024,992,null,134,115,165,129,180]
[null,"DANAK - ACCREDITED CALIBRATION\nAdditional charge 25%.\nPlease inform customer name for certificate."]
[null,"DANAK TMP - Accredited Calibration Certificate DANAK for Temperature",9000090,0,null,0,0,0,0,0]
[null,"OPTIONAL ACCREDITED PRE-CAL. CERTIFICATE"]
[null,"Please inform full customer name for certificate"]
[null,"Temperature"]
[null,"1-Month Rental: Accredited Pre-Calibration Certificate DANAK - TMP TSP Single Sensor",29900015,744,null,100,87,124,97,135]
[null,"1-Month Rental: Accredited Pre-Calibration Certificate DANAK - TMP TSP Frigo Sensor",29900016,944,null,127,110,157,123,172]
[null,"1-Month Rental: Accredited Pre-Calibration Certificate DANAK - TMP TSP Dual Sensor",29900137,1140,null,153,133,190,148,207]
[null,"Pressure: Choose from Ambient Temp., 3 PRS points."]
[null,"1-Month Rental: Accredited Pre-Calibration Certificate DANAK - PRS, TSP Pressure Sensor",29900122,1240,null,167,144,207,161,225]
[null,"Relative Humidity: Standard points."]
[null,"1-Month Rental: Accredited Pre-Calibration Certificate DANAK - RH/TMP, TSP RH 5.2 Sensor",29900124,1240,null,167,144,207,161,225]
[]
[null,"TRACKSENSE LYOPRO"]
[null,"TRACKSENSE LYOPRO SYSTEM"]
[null,"All prices are per month"]
[null,"1-Month Rental: TrackSense LyoPro ReaderStation",29311020,6810,null,917,792,1135,884,1238]
[null,"1-Month Rental: TrackSense LyoPro AccessPoint",29311021,5039,null,678,586,840,654,916]
[null,"1-Month Rental: TrackSense LyoPro Logger with 30 cm TC sensor AWG 30 incl. battery",29351250,2591,null,349,301,432,336,471]
[null,"MANDATORY AS FOUND CALIBRATION AFTER RETURN"]
[null,"\"as found\" calibration certificate after return"]
[null,"1-Month Rental: Mandatory Calibration TMP TC Sensor",29900008,1194,null,161,139,199,155,217]
[]
[null,"E-VAL PRO"]
[null,"E-VAL PRO VALIDATION SYSTEM"]
[null,"All prices are per month\nIncludes ValSuite Pro Software license for 2 Computers. The software is validated, 21 CFR part 11 compliant and developed according to GAMP."]
[null,"1-Month Rental: E-Val Pro 12-Channel Array",29600010,1943,null,262,226,324,252,353]
[null,"1-Month Rental: E-Val Pro 4-Channel Array",29600011,692,null,93,80,115,90,126]
[null,"1-Month Rental: E-Val Pro Plus Module (requires Valsuite 6.5 or later)",29600020,14081,null,1895,1637,2347,1829,2560]
[null,"PROBES AND SENSORS FOR RENT"]
[null,"All prices are per month\nFor Pre-Calibrated Probes, Calibration Points: 0, 121, 135°C"]
[null,"1-Month Rental: STC - Flexible PTFE probe ø3,2 mm x 7 m cable, up to +200°C, w smart USB Connector",29602500,740,null,100,86,123,96,135]
[null,"1-Month Rental: Pre-Cal STC - Flex PTFE probe ø3,2mmx7m cable, up to +200°C, w smart USB Connector",29602501,946,null,127,110,158,123,172]
[null,"1-Month Rental: STC - Flexible PTFE probe ø2,2 mm x 7 m cable, up to +200°C, w smart USB Connector",29602502,752,null,101,87,125,98,137]
[null,"1-Month Rental: Pre-Cal STC - Flex PTFE probe ø2,2mmx7m cable, up to +200°C, w smart USB Connector",29602503,966,null,130,112,161,125,176]
[null,"1-Month Rental: TSP Pressure Sensor including EVP Sensor Interface",29602541,4194,null,564,488,699,545,763]
[null,"1-Month Rental: TSP RH/Temp 5.2 Sensor including EVP Sensor Interface",29602542,3405,null,458,396,568,442,619]
[null,"MANDATORY AS FOUND CALIBRATION AFTER RETURN"]
[null,"Temperature: \"as found\" calibration certificate after return - 3 standard points."]
[null,"1-Month Rental: Mandatory Calibration - TMP Thermocouple",29902150,398,null,54,46,66,52,72]
[null,"Pressure: \"as found\" calibration certificate after return - standard points."]
[null,"1-Month Rental: Mandatory Calibration - PRS Sensor, Std. Points or 1 Custom",29902158,992,null,134,115,165,129,180]
[null,"Array: \"as found\" calibration certificate after return  - standard points"]
[null,"1-Month Rental: Mandatory Calibration - EVP, 40-Channel, Std Points",29902140,3902,null,525,454,650,507,709]
[null,"Relative Humidity: \"as found\" calibration certificate after return - standard points."]
[null,"1-Month Rental: Mandatory Calibration - RH/TMP, TSP RH 5.2 Sensor",29902159,992,null,134,115,165,129,180]
[null,"DANAK - ACCREDITED CALIBRATION\nAdditional charge 25%.\nPlease inform customer name for certificate."]
[null,"DANAK TMP - Accredited Calibration Certificate DANAK for Temperature",9000090,0,null,0,0,0,0,0]
[null,"OPTIONAL ACCREDITED PRE-CAL. CERTIFICATE"]
[null,"Please inform full customer name for certificate"]
[null,"1-Month Rental: Accredited Pre-Calibration Certificate DANAK - EVP, 40-Channel",29902240,4876,null,656,567,813,633,887]
[null,"1-Month Rental: Accredited Pre-Calibration Certificate DANAK - PRS, TSP Pressure Sensor",29902258,1240,null,167,144,207,161,225]
[null,"1-Month Rental: Accredited Pre-Calibration Certificate DANAK - RH/TMP, TSP RH 5.2 Sensor",29902259,1234,null,166,143,206,160,224]

{"sheet":"Calibration","index":7,"n_rows":141,"n_cols":10,"rows_kept":141,"cut":false,"hidden":false,"merged":[[139,1,139,9],[40,1,40,9],[43,1,43,9],[50,1,50,9],[58,1,58,9],[79,1,79,9],[131,1,131,9],[65,1,65,9],[100,1,100,9],[109,1,109,9],[73,1,73,9],[104,1,104,2],[75,1,75,9],[94,1,94,9],[0,8,1,9],[9,1,9,9],[11,1,11,9],[31,1,31,9],[137,1,137,9],[84,1,84,9],[25,1,25,9],[27,1,27,9],[88,1,88,9],[90,1,90,9],[124,1,124,9],[126,1,126,9],[36,1,36,9],[46,1,46,9],[54,1,54,9],[98,1,98,9]]}
[null,"Ellab Validation Solutions",null,null,null,null,null,null,{"$error":"#VALUE!"}]
[null,"Parts List: Calibration"]
[null,"Validation Pricing Ver. 02 - March 2026"]
[null,"1 January 2026 to 31 December 2026"]
[null,null,null,null,null,"DKK/€","DKK/£","DKK/$","DKK/CHF","DKK/Japan US"]
[null,null,null,null,null,7.43,8.6,6,7.7,5.5]
[null,"Description","Ellab Ordering\nCode","RRP DKK","Discount","RRP €","RRP £","RRP US$","RRP CHF","Japan US$"]
[null,"TRACKSENSE PRO"]
[null,"CALIBRATION OF TS PRO SENSORS INCL. AS FOUND DATA (HISTORIC)"]
[null,"Recommended every year.\n"]
[null,"TEMPERATURE"]
[null,"15 working days\nStandard Calibration Points: 0, 60, 90, 120, 140°C\nLow Temperature Calibration Points:  0, 25, 50, 90, 100°C\nHigh Temperature Calibration Points: 0, 90, 160, 240, 360, 400°C \nThermecouple Sensor: -60, -30, 0, 30, 60°C\nFrigo Logger Calibration Points: -90, -30, 0, 40 and 85°C\nFrigo UX Sky Logger Calibration points: -90, -40, 0, 60, 140°C"]
[null,"CALIBRATION TMP 1 - Re-calibration of single channel sensor",9000005,1918,null,258,223,320,249,349]
[null,"CALIBRATION TMP 2 - Re-calibration of double channel sensor",9000037,2888,null,389,336,481,375,525]
[null,"CALIBRATION TMP 4 - Re-calibration of Quadro channel sensor",9000040,4776,null,643,555,796,620,868]
[null,"CALIB. TC SENSOR - Re-calibration of TC sensor",9000160,3832,null,516,446,639,498,697]
[null,"CAL. COMPACT X - Re-calibration of Compact X logger including -50°C",9000008,2250,null,303,262,375,292,409]
[null,"CAL COMPACT ULTRA X - Re-calibration of Compact Ultra X logger including -80°C",9000009,2462,null,331,286,410,320,448]
[null,"RE-CALIB. FRIGO 15 - Re-calibration of Frigo Logger",9000057,2504,null,337,291,417,325,455]
[null,"Re-calibration of TSP Frigo SKY UX single sensor, DDA Calibration, full spec",9000109,2462,null,331,286,410,320,448]
[null,"TEMPERATURE: EXTRA CHECK POINTS"]
[null,"CALIBRATION -30 C - Additional check point at -30°C, charge per channel",9000059,370,null,50,43,62,48,67]
[null,"CALIBRATION -50 C - Additional check point at -50°C, charge per channel",9000028,370,null,50,43,62,48,67]
[null,"CALIBRATION -80 C. - Additional check point at -80°C, charge per channel",9000029,544,null,73,63,91,71,99]
[null,"CALIBRATION -196 C - Additional check point at -196°C, charge per channel",9000031,602,null,81,70,100,78,109]
[null,"Mandatory start-up fee for other calibration points than already defined as standard points or additional check points  (-30, -50, -80 and -196°C)."]
[null,"Calibration - Custom Setup Fee for Extra Check Points",9000170,996,null,134,116,166,129,181]
[null,"Extra calibration charge for other calibration points than already defined as standard points or additional check points  (-30, -50, -80 and -196°C).\nFor TSP Single Sensor and Thermocouples use 09000171.\nFor TSP Double Sensor and Frigo, Compact, Compact X and Compact UX Loggers use 09000172"]
[null,"Calibration - Temperature, TSP Single Sensor and TC - Charge for other additional calibration points",9000171,847,null,114,98,141,110,154]
[null,"Calibration - Temperature, TSP - Charge for other additional calibration points",9000172,1100,null,148,128,183,143,200]
[null,"PRESSURE"]
[null,"4 bar - Calibration Points: Pressure: 50, 1000, 3000, 4000 mbar, Temperature: 25, 70, 140°C\n6 bar - Calibration Points: Pressure: 50, 1000, 3500, 6000 mbar, Temperature: 0, 70, 140°C\n8 bar - Calibration Points: Pressure: 50, 1000, 3500, 6000, 8000 mbar, Temperature: 0, 70, 140°C"]
[null,"CALIBRATION PRES - Re-calibration of pressure sensor 15 working days",9000022,3394,null,457,395,566,441,617]
[null,"CALIBRATION PRS/TMP - Re-calibration of combi pressure/1 tmp sensor 15 working days",9000023,5290,null,712,615,882,687,962]
[null,"CAL. BOWIE DICK - Calibration TrackSense Pro Bowie Dick Sensor",9000141,6454,null,869,750,1076,838,1173]
[null,"PRESSURE: EXTRA CHECK POINTS"]
[null,"Mandatory start-up fee for other calibration points than already defined as standard points.\nThe start-up fee applies to each calibration performed at a temperature other than the standard temperature."]
[null,"Calibration - Custom Setup Fee for Extra Check Points",9000170,996,null,134,116,166,129,181]
[null,"Calibration - Pressure, TSP - Charge for other additional calibration points",9000174,921,null,124,107,154,120,167]
[null,"VACUUM"]
[null,"15 working days"]
[null,"CAL VACUUM - Re-calibration of vacuum/tmp sensor",9000065,6216,null,837,723,1036,807,1130]
[null,"RELATIVE HUMIDITY"]
[null,"Humidity Calibration Points: Relative Humidity: 10, 30, 50, 70, 90%, Temperature: 10, 30, 50, 70, 90°C\n15 working days"]
[null,"CALIBRATION RH - Re-calibration of RH & RH/TMP sensor",9000024,3394,null,457,395,566,441,617]
[null,"RELATIVE HUMIDITY: EXTRA CHECK POINTS"]
[null,"Mandatory start-up fee for other calibration points than already defined as standard points.\nThe start-up fee applies to each calibration performed at a temperature other than the standard temperature."]
[null,"Calibration - Custom Setup Fee for Extra Check Points",9000170,996,null,134,116,166,129,181]
[null,"Calibration - Relative Humidity, TSP - Charge for other additional calibration points",9000173,1597,null,215,186,266,207,290]
[null,"CONDUCTIVITY"]
[null,"15 working days",null,null,null,0,0,0,0,0]
[null,"CAL CONDUC 0-200 - Re-calibration of conductivity sensor 0-200 µS/cm",9000063,3394,null,457,395,566,441,617]
[null,"CAL CONDUC 200-2000 - Re-calibration of conductivity sensor 200-2000 µS/cm",9000064,3394,null,457,395,566,441,617]
[null,"CONDUCTIVITY: EXTRA CHECK POINTS"]
[null,"Mandatory start-up fee for other calibration points than already defined as standard points."]
[null,"Calibration - Custom Setup Fee for Extra Check Points",9000170,996,null,134,116,166,129,181]
[null,"Calibration - Conductivity, TSP - Charge for other additional calibration points",9000175,1597,null,215,186,266,207,290]
[null,"CO2"]
[null,"0-10% - Calibration Points: 0, 5, 7.5 and 10%\n0-20% - Calibration Points: 0, 5, 10, 15 and 20%",null,null,null,0,0,0,0,0]
[null,"CAL. CO2 0-10% - Re-calibration of CO2 sensor 0-10%",9000067,2844,null,383,331,474,369,517]
[null,"CAL. CO2 0-20% - Re-calibration of CO2 sensor 0-20%",9000066,4734,null,637,550,789,615,861]
[null,"CHRONOMETRIC"]
[null,"CHRONOMETRIC 23°C - Standard Calibration at 23°C",9000006,590,null,79,69,98,77,107]
[null,"CHRONOMETRIC 70°C - Standard Calibration at 70°C",9000007,762,null,103,89,127,99,139]
[null,"DANAK - ACCREDITED CALIBRATION"]
[null,"Additional charge 25%.\nPlease inform customer name for certificate."]
[null,"DANAK TMP - Accredited Calibration Certificate DANAK for Temperature",9000090,0,null,0,0,0,0,0]
[null,"DANAK RH - Accredited Calibration Certificate DANAK for Relative Humidity",9000091,0,null,0,0,0,0,0]
[null,"DANAK PRS - Accredited Calibration Certificate DANAK for Pressure",9000092,0,null,0,0,0,0,0]
[null,"CERTIFICATES"]
[null,"CERTIFICATE WITH REDUCED REQUIREMENT",9000227,0,null,0,0,0,0,0]
[null,"CALIBRATION CERT. - Calibration certificate, extra copy",9000099,778,null,105,90,130,101,141]
[null,"ADDITIONAL SERVICES"]
[null,"Fast Calibration: Additional charge 50%.\nTemperature and Pressure Calibration Only."]
[null,"CALIBRATION 5 DAYS - Fast re-calibration - 5 working days",9000025,0,null,0,0,0,0,0]
[null,"Minus as found data: less 20% discount\nTS Pro Only."]
[null,"MINUS HISTORIC DATA TSP",9000042,0,null,0,0,0,0,0]
[]
[null,"TRACKSENSE LYOPRO"]
[null,"Thermocouple Sensor:  -60, -30, 0, 30, 60°C"]
[null,"CALIB. TC SENSOR - Re-calibration of TC sensor",9000160,3832,null,516,446,639,498,697]
[]
[null,"TRACKSENSE LAB"]
[null,"CALIBRATION OF SENSORS INCL. AS FOUND DATA (HISTORIC)"]
[null,"Recommended every year.\n15 working days.\nTS Lab Temperature Calibration Points: -30, 0, 40, 70, 100°C\nHumidity / Temperature Calibration Points: 10, 30, 50, 70, 90% RH / 10, 30, 50, 70, 90°C"]
[null,"CALIBRATION TMP 1 - Re-calibration of single channel sensor",9000005,1918,null,258,223,320,249,349]
[null,"CALIBRATION TMP 4 - Re-calibration of Quadro channel sensor",9000040,4776,null,643,555,796,620,868]
[null,"CALIBRATION RH - Re-calibration of RH & RH/TMP sensor",9000024,3394,null,457,395,566,441,617]
[null,"Mandatory start-up fee for other calibration points than already defined as standard points or additional check points  (-30, -50, -80 and -196°C) and Relative Humidity."]
[null,"Calibration - Custom Setup Fee for Extra Check Points",9000170,996,null,134,116,166,129,181]
[null,"Extra calibration charge for other calibration points than already defined as standard points or additional check points  (-30, -50, -80 and -196°C) and Relative Humidity.\nFor Relative Humidity the start-up fee applies to each calibration performed at a temperature other than the standard temperature."]
[null,"Calibration - Temperature, TSP Single Sensor and TC - Charge for other additional calibration points",9000171,847,null,114,98,141,110,154]
[null,"Calibration - Relative Humidity, TSP - Charge for other additional calibration points",9000173,1597,null,215,186,266,207,290]
[null,"DANAK - ACCREDITED CALIBRATION"]
[null,"Additional charge 25%.\nPlease inform customer name for certificate."]
[null,"DANAK TMP - Accredited Calibration Certificate DANAK for Temperature",9000090,0,null,0,0,0,0,0]
[null,"DANAK RH - Accredited Calibration Certificate DANAK for Relative Humidity",9000091,0,null,0,0,0,0,0]
[null,"ADDITIONAL SERVICES"]
[null,"Fast Calibration: Additional charge 50%.\nTemperature and Pressure Calibration Only."]
[null,"CALIBRATION 5 DAYS - Fast re-calibration - 5 working days",9000025,0,null,0,0,0,0,0]
[null,"Minus as found data: less 20% discount\nTS Pro Only."]
[null,"MINUS HISTORIC DATA TSP",9000042,0,null,0,0,0,0,0]
[]
[null,"STERISENSE"]
[]
[null,"Calibration of SteriSense Unit - max 1000 test cycles",9000140,6454,null,869,750,1076,838,1173]
[]
[null,"E-VAL PRO"]
[null,"CALIBRATION OF ARRAYS AND PROBES"]
[null,"Recommended every year.\n"]
[null,"CALIB. 12 CH EVP - Re-calibration Fee for 12 Channel Array, historic",21610010,3638,null,490,423,606,472,661]
[null,"CALIB. 4 CH EVP - Re-calibration Fee for 4 Channel Array, historic",21610011,2184,null,294,254,364,284,397]
[null,"CAL. EVP PLUG 0-10V - Calibration Fee EVP Plug 0-10V",21610030,1098,null,148,128,183,143,200]
[null,"CAL. EVP PLUG 4-20mA - Calibration Fee EVP Plug 4-20mA",21610031,1098,null,148,128,183,143,200]
[null,"STD. CALIBRATION - Calibration Fee for Probe - 3 points 0, 121, 135°C",21500002,400,null,54,47,67,52,73]
[null,"HIGH CALIBRATION - Calibration Fee for High Temp. Probe - 3 points 200, 300, 400°C",21500006,400,null,54,47,67,52,73]
[null,"HIGH CALIBRATION - Calibration Fee for High Temp. Kapton Probe - 4 points 0, 150, 250, 350°C",21500010,400,null,54,47,67,52,73]
[null,"CALIBRATION PRESSURE - Re-calibration Fee for Digital Pressure Sensor",21500008,5940,null,799,691,990,771,1080]
[null,"HISTORIC PROBE - Additional historic re-calibration for probe",9000043,400,null,54,47,67,52,73]
[null,"TEMPERATURE: EXTRA CHECK POINTS"]
[null,"CALIB EVP -30°C - Additional check point at -30 °C, charge per channel",9000132,292,null,39,34,49,38,53]
[null,"CALIB EVP -50°C - Additional check point at -50°C, charge per channel",9000128,292,null,39,34,49,38,53]
[null,"CALIB EVP -80°C - Additional check point at -80°C, charge per channel",9000129,292,null,39,34,49,38,53]
[null,"CALIB EVP -196 C - Additional check point at -196°C, charge per channel",9000131,368,null,50,43,61,48,67]
[null,"Mandatory start-up fee for other calibration points than already defined as standard points or additional check points  (-30, -50, -80 and -196°C)."]
[null,"Calibration - Custom Setup Fee for Extra Check Points",9000170,996,null,134,116,166,129,181]
[null,"An additional calibration charge applies for calibration points other than the defined standard points or additional check points (−30, −50, −80, and −196 °C) within the temperature range of −80 to +400 °C.\nFor calibration of arrays using probes other than type T, a type T calibration is included."]
[null,"Calibration - EVP Probe - Charge for other additional calibration points",9000127,847,null,114,98,141,110,154]
[null,"Calibration - EVP Array, 12 CH - Charge for calibration for other than type T Probes",9000125,7281,null,980,847,1214,946,1324]
[null,"Calibration - EVP Array, 4 CH - Charge for calibration for other than type T Probes",9000126,4369,null,588,508,728,567,794]
[null,"DANAK - ACCREDITED CALIBRATION"]
[null,"Additional charge 25%.\nPlease inform customer name for certificate."]
[null,"DANAK TMP - Accredited Calibration Certificate DANAK for Temperature",9000090,0,null,0,0,0,0,0]
[null,"DANAK PRS - Accredited Calibration Certificate DANAK for Pressure",9000092,0,null,0,0,0,0,0]
[null,"CERTIFICATES"]
[null,"CALIB EVF&P CERT - Calibration certificate, extra copy",9000199,780,null,105,91,130,101,142]
[null,"ADDITIONAL SERVICES"]
[null,"Fast Calibration: Additional charge 50%.\nTemperature and Pressure Calibration Only."]
[null,"CALIBRATION 5 DAYS - Fast re-calibration - 5 working days",9000025,0,null,0,0,0,0,0]
[null,"Minus as found data: less 20% discount\nArrays Only."]
[null,"MINUS HISTORIC DATA ARRAY EVP",21610020,0,null,0,0,0,0,0]

{"sheet":"Service and Documentation","index":8,"n_rows":36,"n_cols":10,"rows_kept":36,"cut":false,"hidden":false,"merged":[[0,8,1,9],[16,1,16,9],[23,1,23,9],[30,1,30,9],[8,1,8,9],[18,1,18,9]]}
[null,"Ellab Validation Solutions",null,null,null,null,null,null,{"$error":"#VALUE!"}]
[null,"Parts List: Service and Documentation"]
[null,"Validation Pricing Ver. 02 - March 2026"]
[null,"1 January 2026 to 31 December 2026"]
[null,null,null,null,null,"DKK/€","DKK/£","DKK/$","DKK/CHF","DKK/Japan US"]
[null,null,null,null,null,7.43,8.6,6,7.7,5.5]
[null,"Description","Ellab Ordering\nCode","RRP DKK","Discount","RRP €","RRP £","RRP US$","RRP CHF","Japan US$"]
[null,"SERVICE AGREEMENTS"]
[null,"Service agreement for Calibration of Validation Equipment\n(Details to be found in template)\nOBS! Might not be available in all countries, please consult your VP of Sales"]
[null,"Validation Service Agreement for Calibration - Bronze",20001010,0,null,0,0,0,0,0]
[null,"Validation Service Agreement for Calibration - Silver",20001011,0,null,0,0,0,0,0]
[null,"Validation Service Agreement for Calibration - Gold",20001012,0,null,0,0,0,0,0]
[]
[null,"SERVICE, SUPPORT & TRAINING"]
[null,"REPAIR"]
[null,"REPAIR HOURS - Service hour/examination cost per hour",9000300,1130,null,152,131,188,147,205]
[]
[null,"TRAINING"]
[]
[null,"TRAINING HOUR - Validation/training per hour",10019600,1539,null,207,179,257,200,280]
[null,"TRAINING DAY - Validation/training one day (max. 9 hours)",10019601,12197,null,1642,1418,2033,1584,2218]
[null,"TRAINING WEEK - Validation/training one week (max. 5 days), excl. travel costs",10019602,48742,null,6560,5668,8124,6330,8862]
[null,"SOFTWARE SUPPORT"]
[]
[null,"SOFTWARE SUPPORT - Software support per hour",9000301,1916,null,258,223,319,249,348]
[null,"STD INST. SUPPORT - Standard User Installation Support Package (includes up to 4 hours)",9000303,0,null,0,0,0,0,0]
[null,"SERV. INSTAL. SUP. - Server Installation Support Package (includes up to 8 hours)",9000304,7645,null,1029,889,1274,993,1390]
[null,"CITRIX INSTAL. SUP. - Citrix Installation Support Package (includes up to 8 hours)",9000305,7645,null,1029,889,1274,993,1390]
[]
[null,"DOCUMENTATION"]
[]
[null,"VALIDATION REPORT - EVP, Validation of Customer's Equipment according to Ellab's IQ/OQ protocols",21300006,38796,null,5222,4511,6466,5038,7054]
[null,"ValSuite Pro Validation Package - Complete with IQ/OQ tests, test overview, report and statement",21300003,28647,null,3856,3331,4775,3720,5209]
[null,"VALIDATION REPORT - TSP, Validation of Customer's Equipment according to Ellab's IQ/OQ protocols",31182009,38458,null,5176,4472,6410,4995,6992]
[null,"CP / URS Hard Copy",31182050,7206,null,970,838,1201,936,1310]
[null,"CP / URS Electronic Copy",31182051,7206,null,970,838,1201,936,1310]

{"sheet":"Version Control","index":9,"n_rows":7,"n_cols":9,"rows_kept":7,"cut":false,"hidden":false,"merged":[[0,7,1,8]]}
[null,null,null,null,null,null,null,{"$error":"#VALUE!"}]
[]
[]
[null,null,null,null,"Exchange Rates"]
[null,"Version","Release Date","Notes","DKK/€","DKK/£","DKK/$","DKK/CHF","DKK/Japan US"]
[null,1,"December 18, 2025","First version in new format",7.43,8.6,6,7.7,5.5]
[null,2,"March 30, 2026","New items added, description ppdates and editorials"]